## BOM-R1 (hidden)
Price sheet
[7 empty] | Year-1 | [54 empty] | Year-2
[17 empty] | 1.06 | [10 empty] | 1.06 | [32 empty] | 1.06 | [10 empty] | 1.06 | [10 empty] | 1.06 | [10 empty] | 1.1 |  | 1.06 | [8 empty] | 1.06 | [10 empty] | 1.06
Sr. No. | Activity Type | Item Short Description | Long Service Description | UoM | TPCODL Qty Yr 1 | TPCODL Qty Yr 2 | BBSR-1 Qty | BBSR-1 Price | BCDD-1 | Value | BCDD-2 | Value | BED | Value | NED | Value | Rate | BBSR-2 Qty | BBSR-2 Price | Khurda | Value | Puri | Value | Nayagarh | Value | Balugaon | Value | Rate | Cuttack Circle Qty | Cuttack Circle Price | CDD-1 | Value | CDD-2 | Value | CED | Value | SED | Value | AED | Value | Rate | Dhenkanal Qty | Dhenkanal Price | DED | Value | TED | Value | ANED | Value | Rate | Paradeep Circle Qty | Paradeep Circle Price | KED-1 | Value | KED-2 | Value | JED | Value | PDP | Value | Rate | BBSR-1 Qty | BBSR-1 Price | BCDD-1 | Value | BCDD-2 | Value | BED | Value | NED | Value | Rate | BBSR-2 Qty | BBSR-2 Price | Khurda | Value | Puri | Value | Nayagarh | Value | Balugaon | Value | Rate | Cuttack Circle Qty | Cuttack Circle Price | CDD-1 | Value | CDD-2 | Value | CED | Value | SED | Value | AED | Value | Rate | Dhenkanal Qty | Dhenkanal Price | DED | Value | TED | Value | ANED | Value | Rate | Paradeep Qty | Paradeep Price | KED-1 | Value | KED-2 | Value | JED | Value | PDP | Value | Rate | Year-1 | Year-2
1 | s | Meter Installation - SP | Installation of 1 phase energy meter with / without meter box/ existing meter box / Panel/ with freedom unit and communication cable lying. This also includes cable of any length from meter to MCB / Cutout / Kit Kat Fuse. This will include supply and installation of 'O' shapped quick link, Jublee Clips / Wall corner Clamp and piercing connectors where connection is to be given in AB cable. This line item includes removal of meters, where consumer meter is removed and handed over to customer | EA | 386333 | 272280.9091 | 156661 | 80207298.78 | 24204 | 12391963.92 | 60653 | 31053122.94 | 57500 | 29438850 | 14304 | 7323361.92 | 511.98 | 67890 | 32488596.564 | 23364 | 12641791.9492 | 18048 | 10353377.326 | 15524 | 9217783.8712 | 10954 | 6404402.5308 | 478.5476 | 92172 | 42989020.8 | 35889 | 17271258.4 | 27655 | 13406201.6 | 8998 | 4089721.68 | 8102 | 3907499.2 | 11528 | 5603329.6 | 466.4 | 28142 | 15940534.9724 | 12656 | 8073358.1466 | 9209 | 5781573.4654 | 6277 | 4396646.7364 | 566.4322 | 41468 | 21923094.9 | 22088 | 12316541.475 | 7891 | 4486336.05 | 5835 | 3241835.1 | 5654 | 3343340.7 | 528.675 | 122510.9091 | 62723135.2364 | 20858.1818 | 10678971.9273 | 48152.7273 | 24653233.3091 | 44045.4545 | 22550391.8182 | 9454.5455 | 4840538.1818 | 511.98 | 28460.9091 | 13619899.7393 | 7869.0909 | 3765734.5687 | 6000 | 2871285.6 | 9090 | 4349997.684 | 5501.8182 | 2632881.8865 | 478.5476 | 75068.1818 | 37112508 | 32566.3636 | 16100289.12 | 22590.9091 | 11168584 | 6568.1818 | 3247204 | 5364.5455 | 2652145.44 | 7978.1818 | 3944285.44 | 494.384 | 21358.1818 | 12823839.6302 | 9766.3636 | 5863901.811 | 6926.3636 | 4158714.3161 | 4665.4545 | 2801223.5031 | 600.4181 | 24882.7273 | 13944168.3914 | 11890.9091 | 6663611.9455 | 4770.9091 | 2673595.9855 | 4382.7273 | 2456060.6414 | 3838.1818 | 2150899.8191 | 560.3955 | 193548546.0164 | 140223550.9972
2 | SP | Meter Installation NSC-SP | Meter and 2C * 4 sq mm Cable Installatin for NSC Cases | EA | 74599 | 66991.6777 | 18106.2 | 20756766.618 | 1227.8 | 1407537.642 | 6612.9 | 7580962.431 | 6236.3 | 7149231.957 | 4029.2 | 4619034.588 | 1146.39 | 17399.2 | 17926559.3125 | 4858 | 5005243.0652 | 5936.7 | 6116637.815 | 3946.6 | 4066219.078 | 2657.9 | 2738459.3543 | 1030.3094 | 15236.2 | 11838222.676 | 2908.5 | 2259846.33 | 3753.4 | 2916316.732 | 4204.2 | 3266579.316 | 2426.2 | 1885108.876 | 1943.9 | 1510371.422 | 776.98 | 12271 | 9808644.6934 | 4404.4 | 3520592.8358 | 3729.6 | 2981201.3078 | 4137 | 3306850.5498 | 799.3354 | 11586.4 | 12186401.724 | 4689.3 | 4932135.4005 | 1604.4 | 1687483.854 | 2552.9 | 2685101.9265 | 2739.8 | 2881680.543 | 1051.785 | 15944.7851 | 18278942.2183 | 1116.1818 | 1279579.6745 | 6011.7273 | 6891784.0282 | 5153.9669 | 5908456.1628 | 3662.9091 | 4199122.3527 | 1146.39 | 15817.4545 | 16296872.1023 | 4416.3636 | 4550220.9684 | 5397 | 5560579.8318 | 3587.8182 | 3696562.7982 | 2416.2727 | 2489508.5039 | 1030.3094 | 13540.8926 | 11152262.865 | 2644.0909 | 2177670.0998 | 3101.9835 | 2554789.8644 | 3822 | 3147794.6136 | 2205.6364 | 1816559.4623 | 1767.1818 | 1455448.8248 | 823.5988 | 11155.4545 | 9451966.7045 | 4004 | 3392571.2781 | 3390.5455 | 2872793.9876 | 3760.9091 | 3186601.4389 | 847.2955 | 10533.0909 | 11743259.8431 | 4263 | 4752785.0223 | 1458.5455 | 1626120.8048 | 2320.8182 | 2587461.8564 | 2490.7273 | 2776892.1596 | 1114.8921 | 72516595.0239 | 66923303.7332
3 | SP | Meter Installation NSC-SP | Meter and 2C * 6 sq mm Cable Installation for NSC Cases | Ea | 31971 | 28710.719 | 7759.8 | 8895757.122 | 526.2 | 603230.418 | 2834.1 | 3248983.899 | 2672.7 | 3063956.553 | 1726.8 | 1979586.252 | 1146.39 | 7456.8 | 7682811.1339 | 2082 | 2145104.1708 | 2544.3 | 2621416.2064 | 1691.4 | 1742665.3192 | 1139.1 | 1173625.4375 | 1030.3094 | 6529.8 | 5848741.86 | 1246.5 | 1116490.05 | 1608.6 | 1440823.02 | 1801.8 | 1613872.26 | 1039.8 | 931348.86 | 833.1 | 746207.67 | 895.7 | 5259 | 4319655.3006 | 1887.6 | 1550443.3058 | 1598.4 | 1312899.2266 | 1773 | 1456312.7682 | 821.3834 | 4965.6 | 5250377.16 | 2009.7 | 2124956.295 | 687.6 | 727033.86 | 1094.1 | 1156846.635 | 1174.2 | 1241540.37 | 1057.35 | 6833.4793 | 7833832.3793 | 478.3636 | 548391.2891 | 2576.4545 | 2953621.7264 | 2208.843 | 2532195.4983 | 1569.8182 | 1799623.8655 | 1146.39 | 6778.9091 | 6984373.7581 | 1892.7273 | 1950094.7007 | 2313 | 2383105.6422 | 1537.6364 | 1584241.1992 | 1035.5455 | 1066932.2159 | 1030.3094 | 5803.2397 | 5509839.4782 | 1133.1818 | 1075890.4118 | 1329.4215 | 1262208.596 | 1638 | 1555185.996 | 945.2727 | 897481.6287 | 757.3636 | 719072.8456 | 949.442 | 4780.9091 | 4162576.926 | 1716 | 1494063.5493 | 1453.0909 | 1265157.4365 | 1611.8182 | 1403355.9403 | 870.6664 | 4514.1818 | 5059454.3542 | 1827 | 2047685.157 | 625.0909 | 700596.2651 | 994.6364 | 1114779.4846 | 1067.4545 | 1196393.4475 | 1120.791 | 31997342.5765 | 29550076.8958
4 | SP | Meter Removal - SP | Removal of any single phase meter with / without meter box/ existing meter box / from Panel/ with freedom unit and communication cable removal and submitting it back to Scrap / Warranty store after devaluation | EA | 309066.4 | 217824.7273 | 125328.8 | 20923643.16 | 19363.2 | 3232686.24 | 48522.4 | 8100814.68 | 46000 | 7679700 | 11443.2 | 1910442.24 | 166.95 | 54312 | 4096156.728 | 18691.2 | 1793109.3507 | 14438.4 | 1468521.0585 | 12419.2 | 1307448.7002 | 8763.2 | 908399.2293 | 75.419 | 73737.6 | 8050671.168 | 28711.2 | 3638740.122 | 22124 | 2824442.928 | 7198.4 | 957366.666 | 6481.6 | 823239.036 | 9222.4 | 1180519.668 | 109.18 | 22513.6 | 1681725.3955 | 10124.8 | 958206.1001 | 7367.2 | 686200.0747 | 5021.6 | 521826.6856 | 74.6982 | 33174.4 | 3323079.648 | 17670.4 | 2100294.441 | 6312.8 | 765038.358 | 4668 | 755389.4797 | 4523.2 | 570127.572 | 100.17 | 98008.7273 | 16362557.0182 | 16686.5455 | 2785818.7636 | 38522.1818 | 6431278.2545 | 35236.3636 | 5882710.9091 | 7563.6364 | 1262749.0909 | 166.95 | 22768.7273 | 1717194.6422 | 6295.2727 | 474783.1738 | 4800 | 362011.2 | 7272 | 548446.968 | 4401.4545 | 331953.3004 | 75.419 | 60054.5455 | 6950160.5891 | 26053.0909 | 3015145.0534 | 18072.7273 | 2091571.1855 | 5254.5455 | 608112.7491 | 4291.6364 | 496674.5097 | 6382.5455 | 738657.0915 | 115.7308 | 17086.5455 | 1352914.2411 | 7813.0909 | 618641.257 | 5541.0909 | 438744.088 | 3732.3636 | 295528.8961 | 79.1801 | 19906.1818 | 2113642.3667 | 9512.7273 | 1010063.2844 | 3816.7273 | 405260.8652 | 3506.1818 | 372287.0867 | 3070.5455 | 326031.1305 | 106.1802 | 38075276.0995 | 28496468.8572
5 | SP | Installation of 2C*4 sq mm / 2C X 6 sq mm armoured, Cable O/H (Length 7M-30M) | Stringing, sagging of armoured service cable size 2CX 4 sq mm/ 2C X 6 sq mm with length between 7m to 30m including installation of saddle, fastener for support and connection at pole / LT network with thimble required size. This will include supply and installation of 'O' shapped quick link, Jublee Clips / Wall corner Clamp and piercing connectors where connection is to be given in AB cable. | EA | 17579 | 15863.0909 | 3694.2 | 2549219.652 | 431.4 | 297691.884 | 1013.4 | 699306.804 | 816 | 563088.96 | 1433.4 | 989132.004 | 690.06 | 6034.2 | 3647334.778 | 1266 | 765225.8508 | 1708.8 | 1032873.5654 | 1526.4 | 922623.0163 | 1533 | 926612.3454 | 604.4438 | 3870.6 | 1735499.628 | 498 | 223293.24 | 609.6 | 273332.448 | 1510.2 | 677143.476 | 743.4 | 333325.692 | 509.4 | 228404.772 | 448.38 | 2022 | 1426593.792 | 559.2 | 394535.7312 | 880.2 | 621012.7872 | 582.6 | 411045.2736 | 705.536 | 1958 | 904390.41 | 356.4 | 164619.378 | 415.8 | 192055.941 | 466.8 | 215612.586 | 719 | 332102.505 | 461.895 | 3290.9256 | 2270936.1332 | 392.1818 | 270628.9855 | 921.2727 | 635733.4582 | 674.3802 | 465362.7769 | 1303.0909 | 899210.9127 | 690.06 | 5485.6364 | 3315758.8891 | 1150.9091 | 695659.8644 | 1553.4545 | 938975.9686 | 1387.6364 | 838748.1967 | 1393.6364 | 842374.8595 | 604.4438 | 3468.3471 | 1648445.7246 | 452.7273 | 215173.4858 | 503.8017 | 239448.2602 | 1372.9091 | 652520.0769 | 675.8182 | 321204.7577 | 463.0909 | 220099.1439 | 475.2828 | 1838.1818 | 1374717.6541 | 508.3636 | 380188.9773 | 800.1818 | 598430.504 | 529.6364 | 396098.1727 | 747.8682 | 1780 | 871503.486 | 324 | 158633.2188 | 378 | 185072.0886 | 424.3636 | 207772.1283 | 653.6364 | 320026.0503 | 489.6087 | 10263038.26 | 9481361.887
6 | SP | Installation of 2C*6 sq mm armoured, Cable O/H (Length 7M-30M) | Stringing, sagging of armoured service cable size 2CX 6 sq mm with lenght between 7m to 30m including installation of saddle, fastener for support and connection at pole / LT network with thimble / AB piercing connectors of required size. This will include supply and installation of 'O' shapped quick link, Jublee Clips / Wall corner Clamp and piercing connectors where connection is to be given in AB cable. | EA | 10615.2441 | 9591.3128 | 3600.9441 | 2484867.4694 | 215.7 | 148845.942 | 2260.5441 | 1559911.0454 | 408 | 281544.48 | 716.7 | 494566.002 | 690.06 | 3017.1 | 1823667.389 | 633 | 382612.9254 | 854.4 | 516436.7827 | 763.2 | 461311.5082 | 766.5 | 463306.1727 | 604.4438 | 1935.3 | 925189.518 | 249 | 119036.94 | 304.8 | 145712.688 | 755.1 | 360983.106 | 371.7 | 177694.902 | 254.7 | 121761.882 | 478.06 | 1011 | 713296.896 | 279.6 | 197267.8656 | 440.1 | 310506.3936 | 291.3 | 205522.6368 | 705.536 | 1050.9 | 584825.85 | 178.2 | 99168.3 | 207.9 | 115696.35 | 233.4 | 129887.1 | 431.4 | 240074.1 | 556.5 | 3239.8665 | 2235702.2879 | 196.0909 | 135314.4927 | 2055.0401 | 1418100.9504 | 337.1901 | 232681.3884 | 651.5455 | 449605.4564 | 690.06 | 2742.8182 | 1657879.4445 | 575.4545 | 347829.9322 | 776.7273 | 469487.9843 | 693.8182 | 419374.0983 | 696.8182 | 421187.4297 | 604.4438 | 1734.1736 | 878781.3496 | 226.3636 | 114708.324 | 251.9008 | 127649.1316 | 686.4545 | 347856.4476 | 337.9091 | 171233.2692 | 231.5455 | 117334.1772 | 506.7436 | 919.0909 | 687358.8271 | 254.1818 | 190094.4887 | 400.0909 | 299215.252 | 264.8182 | 198049.0864 | 747.8682 | 955.3636 | 563559.4555 | 162 | 95562.18 | 189 | 111489.21 | 212.1818 | 125163.9327 | 392.1818 | 231344.1327 | 589.89 | 6531847.1224 | 6023281.3646
7 | SP | Installation of 2C*10 sq mm armoured, Cable O/H (Length 7M-30M) | Stringing, sagging of armoured service cable size 2CX 10 sq mm with lenght between 7m to 30m including installation of saddle, fastener for support and connection at pole / LT network with thimble / AB piercing connectors of required size. This will include supply and installation of 'O' shapped quick link, Jublee Clips / Wall corner Clamp and piercing connectors where connection is to be given in AB cable. | EA | 3082.8544 | 2782.9586 | 672.8544 | 485278.7473 | 71.9 | 51856.0056 | 226.0544 | 163035.8641 | 136 | 98086.464 | 238.9 | 172300.4136 | 721.224 | 1005.7 | 772240.8248 | 211 | 162019.304 | 284.8 | 218687.6672 | 254.4 | 195344.6016 | 255.5 | 196189.252 | 767.864 | 645.1 | 469090.916 | 83 | 60354.28 | 101.6 | 73879.456 | 251.7 | 183026.172 | 123.9 | 90095.124 | 84.9 | 61735.884 | 727.16 | 337 | 274616.4472 | 93.2 | 75947.3379 | 146.7 | 119543.7175 | 97.1 | 79125.3918 | 814.8856 | 422.2 | 190312.983 | 59.4 | 26775.441 | 69.3 | 31238.0145 | 77.8 | 35069.517 | 215.7 | 97230.0105 | 450.765 | 600.4462 | 433056.1782 | 65.3636 | 47141.8233 | 205.504 | 148214.4219 | 112.3967 | 81063.1934 | 217.1818 | 156636.7396 | 721.224 | 914.2727 | 702037.1135 | 191.8182 | 147290.2764 | 258.9091 | 198806.9702 | 231.2727 | 177586.0015 | 232.2727 | 178353.8655 | 767.864 | 578.0579 | 445560.9799 | 75.4545 | 58159.5789 | 83.9669 | 64720.8458 | 228.8182 | 176370.6748 | 112.6364 | 86818.9377 | 77.1818 | 59490.9428 | 770.7896 | 306.3636 | 264630.3946 | 84.7273 | 73185.6165 | 133.3636 | 115196.6732 | 88.2727 | 76248.1048 | 863.7787 | 383.8182 | 183392.5109 | 54 | 25801.7886 | 63 | 30102.0867 | 70.7273 | 33794.2618 | 196.0909 | 93694.3738 | 477.8109 | 2191539.9183 | 2028677.1771
8 | SP | Service Cable Removal of any size used for Single Phase connections | Removal of service cable of any size used for single Phase connections from pole/ LT Network and keeping insafe custory to either re-use or return to scrap store / retun to consumer if it pertains to consumer. | EA | 29274 | 26416.3636 | 6157 | 822328.92 | 719 | 96029.64 | 1689 | 225582.84 | 1360 | 181641.6 | 2389 | 319074.84 | 133.56 | 10057 | 2567242.3444 | 2110 | 538618.012 | 2848 | 727006.6816 | 2544 | 649404.8448 | 2555 | 652212.806 | 255.2692 | 6451 | 1203498.56 | 830 | 154844.8 | 1016 | 189544.96 | 2517 | 469571.52 | 1239 | 231147.84 | 849 | 158389.44 | 186.56 | 3370 | 851255.26 | 932 | 235421.336 | 1467 | 370561.266 | 971 | 245272.658 | 252.598 | 3239 | 1442002.8 | 594 | 264448.8 | 693 | 308523.6 | 778 | 346365.6 | 1174 | 522664.8 | 445.2 | 5484.876 | 732560.043 | 653.6364 | 87299.6727 | 1535.4545 | 205075.3091 | 1123.9669 | 150117.0248 | 2171.8182 | 290068.0364 | 133.56 | 9142.7273 | 2333856.6767 | 1918.1818 | 489652.7382 | 2589.0909 | 660915.1651 | 2312.7273 | 590368.0407 | 2322.7273 | 592920.7327 | 255.2692 | 5780.5785 | 1143130.2109 | 754.5455 | 149214.08 | 839.6694 | 166047.6509 | 2288.1818 | 452496.192 | 1126.3636 | 222742.464 | 771.8182 | 152629.824 | 197.7536 | 3063.6364 | 820300.5233 | 847.2727 | 226860.5601 | 1333.6364 | 357086.3109 | 882.7273 | 236353.6523 | 267.7539 | 2944.5455 | 1389566.3345 | 540 | 254832.48 | 630 | 297304.56 | 707.2727 | 333770.4873 | 1067.2727 | 503658.8073 | 471.912 | 6886327.8844 | 6419413.7884
9 | SP / PP | Bus bar/ D/ Box Installation | Installation of any type of bus bar box / distribution box on wall along with supply of fastners / on pole with steel strap and buckles / piercing connect where LT mains in ABC. This will include supply and installation of 'O' shapped quick link, Jublee Clips / Wall corner Clamp and piercing connectors where connection is to be given in AB cable. | EA | 1430 | 1287.8109 | 550 | 149976.75 | 39.71 | 10828.3214 | 118.47 | 32304.9919 | 131.23 | 35784.4525 | 260.59 | 71058.9841 | 272.685 | 220 | 86228.032 | 56.166 | 22014.0166 | 33.396 | 13089.4153 | 89.87 | 35224.1511 | 40.568 | 15900.4491 | 391.9456 | 220 | 54802 | 13.288 | 3310.0408 | 16.258 | 4049.8678 | 61.82 | 15399.362 | 53.394 | 13300.4454 | 75.24 | 18742.284 | 249.1 | 220 | 85323.216 | 99.77 | 38694.0785 | 65.736 | 25494.5769 | 54.494 | 21134.5606 | 387.8328 | 220 | 59990.7 | 116.512 | 31771.0747 | 35.64 | 9718.4934 | 33.748 | 9202.5734 | 34.1 | 9298.5585 | 272.685 | 489.1545 | 133385.1072 | 36.1 | 9843.9285 | 107.7 | 29368.1745 | 108.4545 | 29573.9277 | 236.9 | 64599.0765 | 272.685 | 200 | 78389.12 | 51.06 | 20012.7423 | 30.36 | 11899.4684 | 81.7 | 32021.9555 | 36.88 | 14454.9537 | 391.9456 | 198.6564 | 52454.4182 | 12.08 | 3189.6757 | 13.4364 | 3547.8181 | 56.2 | 14839.3852 | 48.54 | 12816.7928 | 68.4 | 18060.7464 | 264.046 | 200 | 82220.5536 | 90.7 | 37287.0211 | 59.76 | 24567.5014 | 49.54 | 20366.0311 | 411.1028 | 200 | 57809.22 | 105.92 | 30615.7629 | 32.4 | 9365.0936 | 30.68 | 8867.9343 | 31 | 8960.4291 | 289.0461 | 436320.698 | 404258.419
10 | SP / PP | Bus bar/ D/ Box Removal | Removal of any type of bus bar box / distribution box from wall / from pole along with steel strap and buckles. This will include supply and installation of 'O' shapped quick link, Jublee Clips / Wall corner Clamp and piercing connectors where connection is to be given in AB cable. | EA | 143 | 128.7811 | 55 | 8876.175 | 3.971 | 640.8598 | 11.847 | 1911.9281 | 13.123 | 2117.8554 | 26.059 | 4205.5317 | 161.385 | 22 | 8622.8032 | 5.6166 | 2201.4017 | 3.3396 | 1308.9415 | 8.987 | 3522.4151 | 4.0568 | 1590.0449 | 391.9456 | 22 | 2192.08 | 1.3288 | 132.4016 | 1.6258 | 161.9947 | 6.182 | 615.9745 | 5.3394 | 532.0178 | 7.524 | 749.6914 | 99.64 | 22 | 8532.3216 | 9.977 | 3869.4078 | 6.5736 | 2549.4577 | 5.4494 | 2113.4561 | 387.8328 | 22 | 3550.47 | 11.6512 | 1880.3289 | 3.564 | 575.1761 | 3.3748 | 544.6421 | 3.41 | 550.3229 | 161.385 | 48.9155 | 7894.2206 | 3.61 | 582.5999 | 10.77 | 1738.1165 | 10.8455 | 1750.2937 | 23.69 | 3823.2107 | 161.385 | 20 | 7838.912 | 5.106 | 2001.2742 | 3.036 | 1189.9468 | 8.17 | 3202.1956 | 3.688 | 1445.4954 | 391.9456 | 19.8656 | 2098.1767 | 1.208 | 127.587 | 1.3436 | 141.9127 | 5.62 | 593.5754 | 4.854 | 512.6717 | 6.84 | 722.4299 | 105.6184 | 20 | 8222.0554 | 9.07 | 3728.7021 | 5.976 | 2456.7501 | 4.954 | 2036.6031 | 411.1028 | 20 | 3421.362 | 10.592 | 1811.9533 | 3.24 | 554.2606 | 3.068 | 524.8369 | 3.1 | 530.3111 | 171.0681 | 31773.8498 | 29474.7267
11 | PP | Meter Installation - PP | Installation of 3 phase whole current energy meter with / without meter box/ existing meter box / Panel. This will include supply and installation of 'O' shapped quick link, Jublee Clips / Wall corner Clamp and piercing connectors where connection is to be given in AB cable. | EA | 44703 | 14059 | 24057 | 16092040.041 | 3338 | 2232831.594 | 10169 | 6802176.297 | 8888 | 5945298.744 | 1662 | 1111733.406 | 668.913 | 7181 | 7005346.9952 | 2697 | 2631029.2224 | 1126 | 1098457.1392 | 2427 | 2367633.6384 | 931 | 908226.9952 | 975.5392 | 5053 | 3267269.8 | 1115 | 720959 | 1000 | 646600 | 1171 | 757168.6 | 1171 | 757168.6 | 596 | 385373.6 | 646.6 | 5938 | 5499123.6076 | 1766 | 1635475.2932 | 1450 | 1342830.79 | 2722 | 2520817.5244 | 926.0902 | 2474 | 2478205.8 | 1109 | 1110885.3 | 327 | 327555.9 | 544 | 544924.8 | 494 | 494839.8 | 1001.7 | 6016 | 4024180.608 | 505 | 337801.065 | 2770 | 1852889.01 | 2081 | 1392007.953 | 660 | 441482.58 | 668.913 | 2432 | 2372511.3344 | 988 | 963832.7296 | 470 | 458503.424 | 706 | 688730.6752 | 268 | 261444.5056 | 975.5392 | 1655 | 1134330.38 | 275 | 188483.9 | 293 | 200821.028 | 603 | 413293.788 | 287 | 196708.652 | 197 | 135023.012 | 685.396 | 2375 | 2331432.0785 | 867 | 851095.4156 | 531 | 521259.13 | 977 | 959077.5329 | 981.6556 | 1581 | 1678708.962 | 659 | 699727.518 | 283 | 300489.966 | 315 | 334467.63 | 324 | 344023.848 | 1061.802 | 34341986.2438 | 11541163.3629
12 | PP | Meter Removal - PP | Removal of any Three phase whole current meter with / without meter box/ existing meter box / from Panel/ with freedom unit and communication cable removal and returing back too Central Store. This payment will be applicable only if meters are retured to concered central stores. | EA | 35552 | 12653.1 | 19416 | 4862251.8 | 3034 | 759789.45 | 7933 | 1986621.525 | 7261 | 1818335.925 | 1188 | 297504.9 | 250.425 | 5848 | 637864.752 | 2200 | 239962.8 | 787 | 85841.238 | 2078 | 226655.772 | 783 | 85404.942 | 109.074 | 3992 | 833609.44 | 920 | 192114.4 | 827 | 172694.14 | 868 | 181255.76 | 868 | 181255.76 | 509 | 106289.38 | 208.82 | 4873 | 526455.5296 | 1439 | 155462.6528 | 1189 | 128453.8528 | 2245 | 242539.024 | 108.0352 | 1423 | 316759.8 | 650 | 144690 | 124 | 27602.4 | 379 | 84365.4 | 270 | 60102 | 222.6 | 5414.4 | 1355901.12 | 454.5 | 113818.1625 | 2493 | 624309.525 | 1872.9 | 469020.9825 | 594 | 148752.45 | 250.425 | 2188.8 | 238741.1712 | 889.2 | 96988.6008 | 423 | 46138.302 | 635.4 | 69305.6196 | 241.2 | 26308.6488 | 109.074 | 1489.5 | 329699.6334 | 247.5 | 54783.927 | 263.7 | 58369.784 | 542.7 | 120126.2108 | 258.3 | 57174.4984 | 177.3 | 39245.2132 | 221.3492 | 2137.5 | 244780.7544 | 780.3 | 89357.8586 | 477.9 | 54727.8234 | 879.3 | 100695.0724 | 114.5173 | 1422.9 | 335741.7924 | 593.1 | 139945.5036 | 254.7 | 60097.9932 | 283.5 | 66893.526 | 291.6 | 68804.7696 | 235.956 | 7176941.3216 | 2504864.4714
13 | PP | Installation of 4C*25 sq mm armoured, Cable O/H (Length 7M-30M) | Stringing, sagging of armoured service cable size 4CX 25 sq mm with lengh between 7m to 30m including installation of saddle, fastener for support and connection at pole / LT network with thimble / AB piercing connectors of required size. | EA | 7110.4 | 2249.44 | 3883.2 | 3652091.352 | 606.8 | 570686.298 | 1586.6 | 1492173.501 | 1452.2 | 1365772.317 | 237.6 | 223459.236 | 940.485 | 1169.6 | 815834.5968 | 440 | 306914.52 | 157.4 | 109791.6942 | 415.6 | 289894.7148 | 156.6 | 649403.223 | 697.533 | 798.4 | 552636.512 | 184 | 127361.12 | 165.4 | 114486.572 | 173.6 | 120162.448 | 173.6 | 120162.448 | 101.8 | 70463.924 | 692.18 | 974.6 | 740674.169 | 287.8 | 218721.5533 | 237.8 | 180722.6733 | 449 | 341229.9424 | 759.9776 | 284.6 | 300921.81 | 130 | 137455.5 | 24.8 | 26433.75 | 75.8 | 80358.6 | 54 | 57096.9 | 1057.35 | 962.56 | 905273.2416 | 80.8 | 75991.188 | 443.2 | 416822.952 | 332.96 | 313143.8856 | 105.6 | 99315.216 | 940.485 | 389.12 | 271424.041 | 158.08 | 110266.0166 | 75.2 | 52454.4816 | 112.96 | 78793.3277 | 42.88 | 29910.215 | 697.533 | 264.8 | 194286.6198 | 44 | 32283.2752 | 46.88 | 34396.3623 | 96.48 | 70788.418 | 45.92 | 33691.9999 | 31.52 | 23126.5644 | 733.7108 | 380 | 306118.9773 | 138.72 | 111749.5382 | 84.96 | 68441.7587 | 156.32 | 125927.6803 | 805.5763 | 252.96 | 283515.2914 | 105.44 | 118176.203 | 45.28 | 50749.4165 | 50.4 | 56487.8664 | 51.84 | 58101.8054 | 1120.791 | 6062158.4398 | 1960618.171
14 | PP | Installation of 4C*10 sq mm armoured, Cable O/H (Length 7M-30M) | Stringing, sagging of armoured service cable size 4CX 10 sq mm with lenght between 7m to 30m including installation of saddle, fastener for support and connection at pole / LT network with thimble. This will include supply and installation of 'O' shapped quick link, Jublee Clips / Wall corner Clamp and piercing connectors where connection is to be given in AB cable. | EA | 17776 | 8997.76 | 9708 | 9130228.38 | 1517 | 1426715.745 | 3966.5 | 3730433.7525 | 3630.5 | 3414430.7925 | 594 | 558648.09 | 940.485 | 2924 | 2039586.492 | 1100 | 1227658.08 | 393.5 | 439166.7768 | 1039 | 1159578.8592 | 391.5 | 649403.223 | 697.533 | 1996 | 1290613.6 | 460 | 475897.6 | 413.5 | 427790.56 | 434 | 448999.04 | 434 | 448999.04 | 254.5 | 263295.52 | 646.6 | 2436.5 | 1851685.4224 | 719.5 | 874886.2131 | 594.5 | 722890.6931 | 1122.5 | 1364919.7696 | 759.9776 | 711.5 | 669155.0775 | 325 | 489052.2 | 62 | 93108.015 | 189.5 | 284966.955 | 135 | 203144.76 | 940.485 | 3850.24 | 3621092.9664 | 323.2 | 303964.752 | 1772.8 | 1667291.808 | 1331.84 | 1252575.5424 | 422.4 | 397260.864 | 940.485 | 1556.48 | 1085696.1638 | 632.32 | 441064.0666 | 300.8 | 209817.9264 | 451.84 | 315173.3107 | 171.52 | 119640.8602 | 697.533 | 1059.2 | 725971.4432 | 176 | 120629.696 | 187.52 | 128525.4579 | 385.92 | 264508.0243 | 183.68 | 125893.5373 | 126.08 | 86414.7277 | 685.396 | 1520 | 1224475.9091 | 554.88 | 446998.1529 | 339.84 | 273767.0348 | 625.28 | 503710.7214 | 805.5763 | 1011.84 | 1008717.5629 | 421.76 | 420458.4908 | 181.12 | 180561.0818 | 201.6 | 200977.8826 | 207.36 | 206720.1078 | 996.9141 | 14981268.9719 | 7665954.0455
15 | SP/PP | Loop Connection for service cable size 2C X 4 sq mm/ 2C X 6 sq mm / 2C X 10 sq mm/ 4C X 10 sq mm/ 4C X 25 sq mm with length ≤ 6 M | Stringing of loop connection ( length <= 6 meter ) for service cable size 2C X 4 sq mm/ 2C X 6 sq mm / 2C X 10 sq mm/ 4C X 10 sq mm/ 4C X 25 sq mm with proper temination. This will include supply and installation of 'O' shapped quick link, Jublee Clips / Wall corner Clamp and piercing connectors where connection is to be given in AB cable. | EA | 711.04 | 893.6149 | 388.32 | 58132.9796 | 60.68 | 9084.0266 | 158.66 | 23752.0049 | 145.22 | 21739.9858 | 23.76 | 3556.9623 | 149.7038 | 116.96 | 22671.7837 | 44 | 226442.0907 | 15.74 | 201981.067 | 41.56 | 201169.0828 | 15.66 | 86882.3082 | 193.8422 | 79.84 | 9055.4528 | 18.4 | 96423.4841 | 16.54 | 64542.5196 | 17.36 | 73827.4396 | 17.36 | 32620.4714 | 10.18 | 30073.2809 | 113.42 | 97.46 | 18694.5433 | 28.78 | 163351.4194 | 23.78 | 110827.6553 | 44.9 | 166785.9877 | 191.8176 | 28.46 | 5543.2965 | 13 | 149308.6575 | 2.48 | 66322.9221 | 7.58 | 82575.3213 | 5.4 | 68949.5725 | 194.775 | 601.6 | 90061.8061 | 50.5 | 7560.0419 | 277 | 41467.9526 | 208.1 | 31153.3608 | 66 | 9880.4508 | 149.7038 | 106.3273 | 20610.7125 | 40 | 7753.688 | 14.3091 | 2773.7057 | 37.7818 | 7323.7108 | 14.2364 | 2759.608 | 193.8422 | 71.2149 | 8561.8227 | 16.7273 | 2011.0397 | 13.6694 | 1643.4089 | 15.7818 | 1897.3722 | 15.7818 | 1897.3722 | 9.2545 | 1112.6296 | 120.2252 | 88.6 | 18014.7417 | 26.1636 | 5319.7647 | 21.6182 | 4395.5526 | 40.8182 | 8299.4244 | 203.3267 | 25.8727 | 5341.7221 | 11.8182 | 2439.9995 | 2.2545 | 465.4768 | 6.8909 | 1422.7074 | 4.9091 | 1013.5383 | 206.4615 | 114098.0559 | 142590.8051
16 | PP | Service Cable Removal of any size used for Poly Phase connections | Removal of service cable of 4C X 10 sq mm / 4C X 25 sq mm or any other size used for Poly Phase Whole Current connections from pole/ LT Network and returing it back to scrap store if not utilised again | EA | 32836.1967 | 4019.2 | 16700.1967 | 2973971.0369 | 318.1967 | 56664.4769 | 7933 | 1412708.64 | 7261 | 1293038.88 | 1188 | 211559.04 | 178.08 | 5848 | 1557902.5216 | 2200 | 586078.24 | 787 | 209656.1704 | 2078 | 553577.5376 | 783 | 208590.5736 | 266.3992 | 3992 | 596644.32 | 920 | 137503.2 | 827 | 123603.42 | 868 | 129731.28 | 868 | 129731.28 | 509 | 76075.14 | 149.46 | 4873 | 1284526.6984 | 1439 | 379321.5512 | 1189 | 313421.3512 | 2245 | 591783.796 | 263.6008 | 1423 | 554329.65 | 650 | 253207.5 | 124 | 48304.2 | 379 | 147639.45 | 270 | 105178.5 | 389.55 | 1100 | 195888 | 160.8 | 28635.264 | 427.2 | 76075.776 | 363.2 | 64678.656 | 148.8 | 26498.304 | 178.08 | 879.2 | 234218.1766 | 392.8 | 104641.6058 | 104.8 | 27918.6362 | 285.6 | 76083.6115 | 96 | 25574.3232 | 266.3992 | 568 | 89986.8768 | 64 | 10139.3664 | 96 | 15209.0496 | 240 | 38022.624 | 80 | 12674.208 | 88 | 13941.6288 | 158.4276 | 1048 | 292828.8567 | 432 | 120708.0783 | 216 | 60354.0392 | 400 | 111766.7392 | 279.4168 | 424 | 175079.352 | 160 | 66067.68 | 64 | 26427.072 | 120 | 49550.76 | 80 | 33033.84 | 412.923 | 6967374.2269 | 988001.2621
17 | SP-Testing | Single Phase Meter Accuracy test at site with Accucheck | Single Phase Testing with Accucheck (provided by TPCODL) to be done without opening any seal / opening seals in presence of authorised TPCODL Offiers. | EA | 11000 | 9943.1818 | 2200 | 550935 | 158.84 | 39777.507 | 473.88 | 118671.399 | 524.92 | 131453.091 | 1042.36 | 261033.003 | 250.425 | 2200 | 810953 | 561.66 | 207036.3009 | 333.96 | 123102.6654 | 898.7 | 331274.3005 | 405.68 | 149539.7332 | 368.615 | 2200 | 538692 | 132.88 | 32536.9968 | 162.58 | 39809.3388 | 618.2 | 151372.452 | 533.94 | 130740.5484 | 752.4 | 184232.664 | 244.86 | 2200 | 1081045.24 | 997.7 | 490254.0163 | 657.36 | 323016.3177 | 544.94 | 267774.9059 | 491.3842 | 2200 | 612150 | 1165.12 | 324194.64 | 356.4 | 99168.3 | 337.48 | 93903.81 | 341 | 94883.25 | 278.25 | 1956.6182 | 489986.1082 | 144.4 | 36161.37 | 430.8 | 107883.09 | 433.8182 | 108638.9182 | 947.6 | 237302.73 | 250.425 | 2000 | 737230 | 510.6 | 188214.819 | 303.6 | 111911.514 | 817 | 301158.455 | 368.8 | 135945.212 | 368.615 | 1986.5636 | 515615.7703 | 120.8 | 31353.8333 | 134.3636 | 34874.2968 | 562 | 145867.9992 | 485.4 | 125986.3466 | 684 | 177533.2944 | 259.5516 | 2000 | 1041734.504 | 907 | 472426.5976 | 597.6 | 311270.2698 | 495.4 | 258037.6366 | 520.8673 | 2000 | 589890 | 1059.2 | 312405.744 | 324 | 95562.18 | 306.8 | 90489.126 | 310 | 91432.95 | 294.945 | 3593775.24 | 3374456.3825
18 | PP - Testing | Three Phase Whole CurrentMeter Accuracy test at site with Accucheck | Polyphase Testing with Accucheck (provided by TPCODL) to be done without opening any seal / opening seals in presence of authorised TPCODL Offiers.. | EA | 17599.6218 | 15814.0204 | 4399.9439 | 1493626.9446 | 461.4587 | 156649.0771 | 2021.3428 | 686175.1198 | 1530.1125 | 519419.6506 | 387.0299 | 131383.0969 | 339.465 | 3300.6192 | 2355925.1887 | 1043.1621 | 744591.1738 | 930.4763 | 664157.9722 | 926.7357 | 661487.9904 | 400.2451 | 285688.0524 | 713.7828 | 3300.5302 | 916623.2597 | 1069.7893 | 297101.8907 | 716.0797 | 198869.6507 | 819.0931 | 227478.5248 | 361.9142 | 100510.8228 | 333.6539 | 92662.3707 | 277.72 | 3298.9215 | 2368630.9303 | 1222.0549 | 877437.3697 | 829.1172 | 595307.5077 | 1247.7494 | 895886.0528 | 718.0016 | 3299.607 | 1101738.7667 | 1341.8254 | 448035.5056 | 596.039 | 199017.4209 | 742.0981 | 247786.5413 | 619.6445 | 206899.2989 | 333.9 | 3873.4934 | 1314915.433 | 419.5079 | 142408.2519 | 1837.5843 | 623795.5635 | 1264.5558 | 429272.4385 | 351.8453 | 119439.179 | 339.465 | 3000.5629 | 2141750.1716 | 948.3292 | 676901.0671 | 845.8875 | 603779.9747 | 842.487 | 601352.7185 | 363.8592 | 259716.4112 | 713.7828 | 2941.3019 | 865869.866 | 972.5357 | 286298.1856 | 591.8014 | 174216.3883 | 744.6301 | 219206.5784 | 329.0129 | 96855.8838 | 303.3218 | 89292.8299 | 294.3832 | 2999.0196 | 2282498.8964 | 1110.959 | 845530.5562 | 753.7429 | 573659.962 | 1134.3176 | 863308.3782 | 761.0817 | 2999.6427 | 1061675.5388 | 1219.8413 | 431743.3054 | 541.8536 | 191780.4237 | 674.6346 | 238776.1216 | 563.3132 | 199375.688 | 353.934 | 8236545.09 | 7666709.9059
19 | LTCT - Testing | LT CT Meter Accuracy test at site with Accucheck | LTCT Meter Testing with Accucheck (provided by TPCODL) to be done without opening any seal / opening seals in presence of authorised TPCODL Offiers.. | EA | 7331.5644 | 6559.4232 | 2604.7668 | 1145146.6384 | 273.1835 | 120101.0498 | 1196.6349 | 526082.5902 | 905.8266 | 398233.0856 | 229.1217 | 100729.9128 | 439.635 | 1375.258 | 1378353.9658 | 434.6509 | 435629.3665 | 387.6985 | 388571.2413 | 386.1399 | 387009.1458 | 166.7688 | 167144.2123 | 1002.2512 | 1716.2757 | 573064.4654 | 556.2904 | 185745.3805 | 372.3614 | 124331.4839 | 425.9284 | 142217.4899 | 188.1954 | 62838.4457 | 173.5 | 57931.6653 | 333.9 | 1161.2204 | 1310778.5924 | 430.1633 | 485565.778 | 291.8493 | 329437.7047 | 439.2078 | 495775.1097 | 1128.794 | 474.0435 | 208406.1293 | 192.7756 | 84750.8941 | 85.6309 | 37646.3565 | 106.6148 | 46871.5775 | 89.0223 | 39137.3013 | 439.635 | 2293.1081 | 1008130.5733 | 248.3487 | 109182.7726 | 1087.8499 | 478256.9002 | 748.617 | 329118.2526 | 208.2924 | 91572.648 | 439.635 | 1250.2345 | 1253049.0599 | 395.1372 | 396026.6968 | 352.4531 | 353246.583 | 351.0362 | 351826.4962 | 151.608 | 151949.2839 | 1002.2512 | 1529.477 | 541333.9086 | 505.7186 | 178991.0031 | 307.7367 | 108918.4901 | 387.2076 | 137045.9448 | 171.0867 | 60553.4113 | 157.7273 | 55825.0593 | 353.934 | 1055.6549 | 1263113.9163 | 391.0576 | 467908.8406 | 265.3175 | 317458.1518 | 399.2798 | 477746.9239 | 1196.5216 | 430.9487 | 200827.7246 | 175.2505 | 81669.0434 | 77.8463 | 36277.398 | 96.9225 | 45167.1565 | 80.9293 | 37714.1267 | 466.0131 | 4615749.7914 | 4266455.1826
20 | HT CT Testing | Meter Accuracy test at site (HTCT) | HTCT Meter Testing to be done at site. Testing kit will be provided by TPCODL. | EA | 2843.5474 | 2538.5893 | 1215.4845 | 2583913.3999 | 127.478 | 270996.4834 | 558.3959 | 1187054.8354 | 422.6936 | 898574.7079 | 106.917 | 227287.3732 | 2125.83 | 478.5898 | 963362.3632 | 151.2585 | 304471.0911 | 134.9191 | 271581.1167 | 134.3767 | 270489.3333 | 58.0355 | 116820.8221 | 2012.9188 | 642.5032 | 764141.9309 | 208.2523 | 247678.651 | 139.3968 | 165787.4566 | 159.4501 | 189637.2117 | 70.4526 | 83790.7324 | 64.9513 | 77247.8792 | 1189.32 | 335.3904 | 760251.9892 | 124.2422 | 281628.3015 | 84.2936 | 191073.9707 | 126.8545 | 287549.717 | 2266.7676 | 171.5796 | 352908.9618 | 69.7749 | 143514.7332 | 30.994 | 63749.2603 | 38.5891 | 79370.9849 | 32.2215 | 66273.9834 | 2056.824 | 1070.0525 | 2274749.8091 | 115.8891 | 246360.4394 | 507.6327 | 1079140.7595 | 349.3335 | 742623.7256 | 97.1973 | 206624.8847 | 2125.83 | 435.0816 | 875783.9666 | 137.5077 | 276791.901 | 122.6537 | 246891.9243 | 122.1606 | 245899.3939 | 52.7596 | 106200.7473 | 2012.9188 | 572.5734 | 721831.4224 | 189.3203 | 238672.1546 | 115.204 | 145235.2926 | 144.9547 | 182741.3131 | 64.0479 | 80743.7967 | 59.0466 | 74438.8654 | 1260.6792 | 304.9003 | 732606.4623 | 112.9475 | 271387.2723 | 76.6305 | 184125.8263 | 115.3223 | 277093.3637 | 2402.7737 | 155.9814 | 340075.9086 | 63.4317 | 138296.0156 | 28.1764 | 61431.1053 | 35.081 | 76484.7673 | 29.2923 | 63864.0204 | 2180.2334 | 5424578.645 | 4945047.569
21 | HT CT Testing | CT PT unit Testing after taking shut down | Testing of HT CT Metering unit of 11 KV / 33 KV at various loads after taking shut down and isolating MU from the circuit and after testing restoring it back in circuit. Connection to the meter need to be isolated and then re-connected. This will be a 100% supervised job. | EA | 2843.5474 | 2538.5893 | 1215.4845 | 2854480.248 | 127.478 | 299373.0785 | 558.3959 | 1311353.771 | 422.6936 | 992666.3004 | 106.917 | 251087.0981 | 2348.43 | 478.5898 | 1059699.6142 | 151.2585 | 334918.5209 | 134.9191 | 298739.5144 | 134.3767 | 297538.5515 | 58.0355 | 128503.0273 | 2214.2128 | 642.5032 | 1736686.2066 | 208.2523 | 562906.025 | 139.3968 | 376789.6742 | 159.4501 | 430993.6629 | 70.4526 | 190433.4827 | 64.9513 | 175563.3619 | 2703 | 335.3904 | 912305.2312 | 124.2422 | 337955.0153 | 84.2936 | 229289.4796 | 126.8545 | 345060.7362 | 2720.1296 | 171.5796 | 391484.5084 | 69.7749 | 159201.9497 | 30.994 | 70717.5235 | 38.5891 | 88046.8177 | 32.2215 | 73518.2175 | 2281.65 | 1070.0525 | 2512943.5064 | 115.8891 | 272157.3441 | 507.6327 | 1192139.7919 | 349.3335 | 820385.3722 | 97.1973 | 228260.9983 | 2348.43 | 435.0816 | 963363.2856 | 137.5077 | 304471.3827 | 122.6537 | 271581.3767 | 122.1606 | 270489.5923 | 52.7596 | 116820.9339 | 2214.2128 | 572.5734 | 1640525.9599 | 189.3203 | 542436.715 | 115.204 | 330080.2104 | 144.9547 | 415321.1661 | 64.0479 | 183508.6288 | 59.0466 | 169179.2396 | 2865.18 | 304.9003 | 879130.4955 | 112.9475 | 325665.7421 | 76.6305 | 220951.6804 | 115.3223 | 332513.073 | 2883.3374 | 155.9814 | 377248.7081 | 63.4317 | 153412.7879 | 28.1764 | 68145.9772 | 35.081 | 84845.1152 | 29.2923 | 70844.8278 | 2418.549 | 6954655.8085 | 6373211.9556
22 | LTCT | Smart DT Meter installation along with Meter Box and connection for CT / PT (For energy auditing of DTs) | Installation of Smart DT meters 100/5A, along with ring type CTs of various ratings, Meter Box, and associated accessories on LT side of transformers. Note : this activity excludes handling work at tranformer LT side. | EA | 10001.5 | 8986.8182 | 2640 | 4921686 | 331 | 617075.025 | 832.5 | 1552008.9375 | 698 | 1301263.95 | 778.5 | 1451338.0875 | 1864.275 | 2137 | 4409658.4696 | 575 | 2373002.92 | 544 | 2245067.1104 | 360 | 1485706.176 | 658 | 2715540.7328 | 2063.4808 | 1804.5 | 2211162.12 | 218 | 534256.96 | 578 | 1416516.16 | 429.5 | 1052584.24 | 373.5 | 915343.92 | 205.5 | 503622.96 | 1225.36 | 2041.5 | 4253322.345 | 577.5 | 2406361.65 | 688 | 2866799.68 | 776 | 3233483.36 | 2083.43 | 1378.5 | 4526097.975 | 206.5 | 1356023.55 | 413 | 2712047.1 | 421.5 | 2767864.05 | 337.5 | 2216261.25 | 3283.35 | 2342.314 | 4366717.5248 | 300.9091 | 560977.2955 | 756.8182 | 1410917.2159 | 576.8595 | 1075424.7521 | 707.7273 | 1319398.2614 | 1864.275 | 1942.7273 | 4008780.4269 | 522.7273 | 1078637.6909 | 494.5455 | 1020485.0502 | 327.2727 | 675320.9891 | 598.1818 | 1234336.6967 | 2063.4808 | 1592.686 | 2068710.4756 | 198.1818 | 257414.7171 | 477.686 | 620457.4916 | 390.4545 | 507154.2247 | 339.5455 | 441029.3433 | 186.8182 | 242654.6989 | 1298.8816 | 1855.9091 | 4098656.0779 | 525 | 1159428.795 | 625.4545 | 1381276.2095 | 705.4545 | 1557951.0735 | 2208.4358 | 1253.1818 | 4361512.5941 | 187.7273 | 653356.8014 | 375.4545 | 1306713.6027 | 383.1818 | 1333607.2241 | 306.8182 | 1067834.9659 | 3480.351 | 20321926.9096 | 18904377.0993
23 | LTCT | Installation of 4C*50/4C*95 sq mm armoured service cable, O/H (Length up to 30M) | Stringing, sagging of armoured service cable size 4CX 50 sq mm with length upto 30m including installation of saddle, fastener for support and connection at pole / LT network with thimble. (Saddles and Fastners are to be supplied by BA) | EA | 6000.9 | 5392.0909 | 1584 | 2477003.76 | 198.6 | 310563.729 | 499.5 | 781100.6175 | 418.8 | 654904.782 | 467.1 | 730434.6315 | 1563.765 | 1282.2 | 2375327.8138 | 345 | 2130421.92 | 326.4 | 2015564.3904 | 216 | 1333829.376 | 394.8 | 2437943.6928 | 1852.5408 | 1082.7 | 1241770.284 | 130.8 | 500057.12 | 346.8 | 1325839.52 | 257.7 | 985204.28 | 224.1 | 856749.24 | 123.3 | 471384.12 | 1146.92 | 1224.9 | 2650151.9934 | 346.5 | 2498918.73 | 412.8 | 2977066.816 | 465.6 | 3357854.432 | 2163.566 | 827.1 | 2255377.635 | 123.9 | 1126189.05 | 247.8 | 2252378.1 | 252.9 | 2298734.55 | 202.5 | 1840623.75 | 2726.85 | 1405.3884 | 2197697.2379 | 180.5455 | 282330.6627 | 454.0909 | 710091.4705 | 346.1157 | 541243.6215 | 424.6364 | 664031.4832 | 1563.765 | 1165.6364 | 2159388.9216 | 313.6364 | 581024.16 | 296.7273 | 549699.3792 | 196.3636 | 363771.648 | 358.9091 | 664893.7344 | 1852.5408 | 955.6116 | 1161770.6235 | 118.9091 | 144561.9674 | 286.6116 | 348443.7747 | 234.2727 | 284813.6009 | 203.7273 | 247678.4167 | 112.0909 | 136272.8638 | 1215.7352 | 1113.5455 | 2553782.83 | 315 | 722414.6874 | 375.2727 | 860642.9523 | 423.2727 | 970725.1903 | 2293.38 | 751.9091 | 2173363.9028 | 112.6364 | 325571.0163 | 225.2727 | 651142.0325 | 229.9091 | 664543.2608 | 184.0909 | 532107.5932 | 2890.461 | 10999631.4862 | 10246003.5158
24 | LTCT | Installation of 4C*150 / 4C X 300 sq mm armoured service cable, O/H (Length up to 30M) | Stringing, sagging of armoured service cable size 4CX 95 sq mm / 4C X 150 sq mm with length upto 30m including installation of saddle, fastener for support and connection at pole / LT network with thimble. (Saddles and Fastners are to be supplied by BA) | EA | 2000.3 | 1797.3636 | 528 | 1045454.256 | 66.2 | 131077.7874 | 166.5 | 329674.4955 | 139.6 | 276411.7692 | 155.7 | 308290.2039 | 1980.027 | 427.4 | 825074.6719 | 115 | 2220018.42 | 108.8 | 2100330.4704 | 72 | 1389924.576 | 131.6 | 2540473.2528 | 1930.4508 | 360.9 | 572300.784 | 43.6 | 691391.36 | 115.6 | 1833138.56 | 85.9 | 1362167.84 | 74.7 | 1184562.72 | 41.1 | 651747.36 | 1585.76 | 408.3 | 883383.9978 | 115.5 | 2498918.73 | 137.6 | 2977066.816 | 155.2 | 3357854.432 | 2163.566 | 275.7 | 981933.12 | 41.3 | 1470940.8 | 82.6 | 2941881.6 | 84.3 | 3002428.8 | 67.5 | 2404080 | 3561.6 | 468.4628 | 927569.0121 | 60.1818 | 119161.6249 | 151.3636 | 299704.0868 | 115.3719 | 228439.4787 | 141.5455 | 280263.8217 | 1980.027 | 388.5455 | 750067.8836 | 104.5455 | 201819.8564 | 98.9091 | 190939.1337 | 65.4545 | 126356.7796 | 119.6364 | 230952.1139 | 1930.4508 | 318.5372 | 535430.9466 | 39.6364 | 66624.9856 | 95.5372 | 160588.9978 | 78.0909 | 131263.4464 | 67.9091 | 114148.7712 | 37.3636 | 62804.7456 | 1680.9056 | 371.1818 | 851260.9433 | 105 | 240804.8958 | 125.0909 | 286880.9841 | 141.0909 | 323575.0634 | 2293.38 | 250.6364 | 946226.4611 | 37.5455 | 141745.2044 | 75.0909 | 283490.4087 | 76.6364 | 289324.9571 | 61.3636 | 231665.8909 | 3775.296 | 4308146.8297 | 4010555.2467
25 | HT | Meter Replacement - HT Meter Only | Replacement of any HT energy meter along with modem and its termination from Metering cubicle / CTPT unit | EA | 1461.6 | 157.4364 | 741.6 | 1304133.264 | 170 | 298951.8 | 342 | 601420.68 | 220 | 386878.8 | 9.6 | 16881.984 | 1758.54 | 169 | 1604594.5994 | 117 | 1110873.1842 | 28 | 265849.9928 | 10 | 94946.426 | 14 | 132924.9964 | 9494.6426 | 284 | 192063.52 | 72 | 48692.16 | 135 | 91297.8 | 44 | 29756.32 | 13 | 8791.64 | 20 | 13525.6 | 676.28 | 168 | 1346101.3776 | 108 | 865350.8856 | 29 | 232362.7378 | 31 | 248387.7542 | 8012.5082 | 99 | 424219.95 | 24 | 102841.2 | 4 | 17140.2 | 8 | 34280.4 | 63 | 269958.15 | 4285.05 | 40 | 70341.6 | 4 | 7034.16 | 21 | 36929.34 | 10 | 17585.4 | 5 | 8792.7 | 1758.54 | 20 | 189892.852 | 5 | 47473.213 | 5 | 47473.213 | 5 | 47473.213 | 5 | 47473.213 | 9494.6426 | 69.8 | 50036.6046 | 5 | 3584.284 | 23 | 16487.7064 | 33 | 23656.2744 | 6.8 | 4874.6262 | 2 | 1433.7136 | 716.8568 | 15 | 127398.8804 | 5 | 42466.2935 | 5 | 42466.2935 | 5 | 42466.2935 | 8493.2587 | 12.6364 | 57396.297 | 2 | 9084.306 | 3.6364 | 16516.92 | 2 | 9084.306 | 5 | 22710.765 | 4542.153 | 4871112.711 | 495066.234
26 | HT | Meter Installation - HT Meter Only | Installation of any HT energy meter along with modem and its termination in Metering cubicle / CTPT unit | EA | 922.2 | 385.6 | 119 | 209266.26 | 18 | 31653.72 | 40.8 | 71748.432 | 31.2 | 54866.448 | 29 | 50997.66 | 1758.54 | 89.2 | 175625.6124 | 41 | 80724.777 | 13 | 25595.661 | 17.2 | 33865.0284 | 18 | 35440.146 | 1968.897 | 352 | 482444.16 | 78 | 106905.24 | 153 | 209698.74 | 72 | 98681.76 | 18 | 24670.44 | 31 | 42487.98 | 1370.58 | 229 | 406043.335 | 126 | 223412.49 | 47 | 83336.405 | 56 | 99294.44 | 1773.115 | 133 | 518101.5 | 41 | 159715.5 | 6 | 23373 | 12 | 46746 | 74 | 288267 | 3895.5 | 140 | 246195.6 | 22 | 38687.88 | 61.8 | 108677.772 | 41.2 | 72451.848 | 15 | 26378.1 | 1758.54 | 85.2 | 167750.0244 | 46 | 90569.262 | 18.2 | 35833.9254 | 12 | 23626.764 | 9 | 17720.073 | 1968.897 | 45.4 | 65957.7919 | 11 | 15980.9628 | 14.4 | 20920.5331 | 5 | 7264.074 | 2 | 2905.6296 | 13 | 18886.5924 | 1452.8148 | 68 | 127806.1292 | 23 | 43228.5437 | 23 | 43228.5437 | 22 | 41349.0418 | 1879.5019 | 47 | 194073.81 | 19 | 78455.37 | 6 | 24775.38 | 6 | 24775.38 | 16 | 66067.68 | 4129.23 | 1791480.8674 | 801783.3555
27 | HT | Meter Removal - HT Meter Only | Removal of any HT energy meter along with modem and its termination from Metering cubicle / CTPT unit | EA | 1481 | 111.2364 | 761 | 973194.957 | 170 | 217402.29 | 342 | 437362.254 | 220 | 281344.14 | 29 | 37086.273 | 1278.837 | 169 | 159717.6412 | 117 | 110573.7516 | 28 | 26462.0944 | 10 | 9450.748 | 14 | 13231.0472 | 945.0748 | 284 | 173098 | 72 | 43884 | 135 | 82282.5 | 44 | 26818 | 13 | 7923.5 | 20 | 12190 | 609.5 | 168 | 142983.9936 | 108 | 91918.2816 | 29 | 24681.7608 | 31 | 26383.9512 | 851.0952 | 99 | 291995.55 | 24 | 70786.8 | 4 | 11797.8 | 8 | 23595.6 | 63 | 185815.35 | 2949.45 | 40 | 51153.48 | 4 | 5115.348 | 21 | 26855.577 | 10 | 12788.37 | 5 | 6394.185 | 1278.837 | 20 | 18901.496 | 5 | 4725.374 | 5 | 4725.374 | 5 | 4725.374 | 5 | 4725.374 | 945.0748 | 23.6 | 15247.252 | 11 | 7106.77 | 3.6 | 2325.852 | 5 | 3230.35 | 2 | 1292.14 | 2 | 1292.14 | 646.07 | 15 | 13532.4137 | 5 | 4510.8046 | 5 | 4510.8046 | 5 | 4510.8046 | 902.1609 | 12.6364 | 39506.5421 | 2 | 6252.834 | 3.6364 | 11368.7891 | 2 | 6252.834 | 5 | 15632.085 | 3126.417 | 1740990.1418 | 138341.1838
28 | HT | CTPT Installation - 11KV | Installation of new HT 11 KV out door Metering CTPT unit with or without meter, includes to & fro transportation(up to 50 KM), commissioning and energisation in all respect (i.e. connection in meter box from CTPT terminal block through control cable, pole mount CTPT unit erected at required height. Fix and Bolt CTPT unit, stand pipe flange, two earth connections, HT cable ends termination, socket/ thimble crimp, tape & plug cable entry, sealing CTPT unit terminal block, stand pipe flanges, meter terminal cover, window and chamber door).All these activites are to be performed with crane of suitable capacity and all hardware will be in scope of BA except meter, MU and seals. | EA | 1075.04 | 255.44 | 460 | 4521041.828 | 99 | 973006.8282 | 204 | 2004983.7672 | 135 | 1326827.493 | 22 | 216223.7396 | 9828.3518 | 141.2 | 1515620.5802 | 91 | 1004688.9965 | 28 | 375684.988 | 11 | 85870.8544 | 11.2 | 120219.1962 | 10733.8568 | 227 | 2483198.4 | 58 | 634473.6 | 108 | 1181433.6 | 35 | 382872 | 10 | 109392 | 16 | 175027.2 | 10939.2 | 155.2 | 1650029.0381 | 86.4 | 918572.8666 | 37.6 | 399749.303 | 31.2 | 331706.8685 | 10631.6304 | 91.64 | 890317.1483 | 32.64 | 317109.9053 | 3 | 29146.131 | 6 | 58292.262 | 50 | 485768.85 | 9715.377 | 79.96 | 785875.0099 | 14 | 137596.9252 | 33 | 324335.6094 | 24.96 | 245315.6609 | 8 | 78626.8144 | 9828.3518 | 53 | 568894.4104 | 33 | 354217.2744 | 11 | 118072.4248 | 6 | 64403.1408 | 3 | 32201.5704 | 10733.8568 | 54.48 | 631725.673 | 5 | 57977.76 | 14.4 | 166975.9488 | 22.08 | 256029.7882 | 4 | 46382.208 | 9 | 104359.968 | 11595.552 | 41 | 462050.6572 | 14 | 157773.3951 | 14 | 157773.3951 | 13 | 146503.8669 | 11269.5282 | 27 | 278054.0897 | 13 | 133877.8951 | 2 | 20596.5992 | 3 | 30894.8989 | 9 | 92684.6966 | 10298.2996 | 11060206.9945 | 2726599.8402
29 | HT | CTPT Installation - 33KV | Installation of new HT 33 KV out door Metering CTPT unit with or without meter, includes to & fro transportation (up to 50 KM), commissioning and energisation in all respect (i.e. connection in meter box from CTPT terminal block through control cable, pole mount CTPT unit erected at 30’ height. Fix and Bolt CTPT unit, stand pipe flange, two earth connections, HT cable ends termination, socket/ thimble crimp, tape & plug cable entry, sealing CTPT unit terminal block, stand pipe flanges, meter terminal cover, window and chamber door). Installation has to be done with crane of suitable capacity. All these activites are to be performed with crane of suitable capacity and all hardware will be in scope of BA except meter, MU and seals. | EA | 340.76 | 62.9964 | 173 | 2781417.9838 | 38 | 610947.3028 | 77 | 1237972.1662 | 50 | 803878.03 | 8 | 128620.4848 | 16077.5606 | 47.8 | 526910.719 | 32 | 257943.7411 | 10 | 308650.6304 | 3 | 22046.4736 | 2.8 | 30865.063 | 11023.2368 | 57 | 712895.58 | 14 | 175097.16 | 27 | 337687.38 | 9 | 112562.46 | 3 | 37520.82 | 4 | 50027.76 | 12506.94 | 38.8 | 423628.2707 | 21.6 | 235834.295 | 9.4 | 102631.5914 | 7.8 | 85162.3843 | 10918.2544 | 24.16 | 377617.3934 | 8.16 | 127539.6494 | 1 | 15629.859 | 2 | 31259.718 | 13 | 203188.167 | 15629.859 | 19.8764 | 319563.4409 | 3.6364 | 58463.8567 | 8 | 128620.4848 | 6.24 | 100323.9781 | 2 | 32155.1212 | 16077.5606 | 13 | 143302.0784 | 8 | 88185.8944 | 3 | 33069.7104 | 1 | 11023.2368 | 1 | 11023.2368 | 11023.2368 | 13.12 | 173936.516 | 1 | 13257.3564 | 3.6 | 47726.483 | 5.52 | 73180.6073 | 1 | 13257.3564 | 2 | 26514.7128 | 13257.3564 | 11 | 127306.8463 | 4 | 46293.3987 | 4 | 46293.3987 | 3 | 34720.049 | 11573.3497 | 6 | 99405.9032 | 3 | 49702.9516 | 0 | 0 | 1 | 16567.6505 | 2 | 33135.3011 | 16567.6505 | 4822469.947 | 863514.7848
30 | HT | CTPT Removal- 11KV / 33KV | Dismantling of complete HT metering out door CTPT unit with or without meter, includes to & fro transportation (up to 50KM), removing and de-energisation in all respect (i.e. connection from meter box from CTPT terminal block through control cable, pole mount CTPT unit erected at 30’ height. Fix and Bolt CTPT unit, stand pipe flange, two earth connections, HT cable ends termination removal, socket/ thimble crimp, stand pipe flanges removal, meter terminal cover, window and chamber door removal from site). Removed Metering material is to be returned back to Warranty and Scrap store | EA | 1380 | 158 | 632 | 4687550.8256 | 137 | 1016130.4796 | 280 | 2076763.024 | 185 | 1372146.998 | 30 | 222510.324 | 7417.0108 | 189 | 1552927.4964 | 123 | 961336.0692 | 38 | 287579.166 | 14 | 82165.476 | 14 | 115031.6664 | 8216.5476 | 284 | 854652.56 | 72 | 216672.48 | 135 | 406260.9 | 44 | 132410.96 | 13 | 39121.42 | 20 | 60186.8 | 3009.34 | 176 | 1430980.496 | 108 | 878101.668 | 29 | 235786.559 | 39 | 317092.269 | 8130.571 | 99 | 727234.2 | 24 | 176299.2 | 4 | 29383.2 | 8 | 58766.4 | 63 | 462785.4 | 7345.8 | 58 | 430186.6264 | 22 | 163174.2376 | 21 | 155757.2268 | 10 | 74170.108 | 5 | 37085.054 | 7417.0108 | 56 | 460126.6656 | 41 | 336878.4516 | 5 | 41082.738 | 5 | 41082.738 | 5 | 41082.738 | 8216.5476 | 19 | 60608.1076 | 5 | 15949.502 | 5 | 15949.502 | 5 | 15949.502 | 2 | 6379.8008 | 2 | 6379.8008 | 3189.9004 | 15 | 129276.0789 | 5 | 43092.0263 | 5 | 43092.0263 | 5 | 43092.0263 | 8618.4053 | 10 | 77865.48 | 2 | 15573.096 | 2 | 15573.096 | 1 | 7786.548 | 5 | 38932.74 | 7786.548 | 9253345.578 | 1158062.9585
31 | HT | Replacement of CT PT Metering uint - 11KV | Replacement of out door HT metering unit of 11 KV along with replacement of control cable pipe , energy meter and allied accessories include to & fro transportation(upto 50 KM), commissioning and energisation in all respect (i.e. reconnection in meter box from CTPT terminal block through control cable, stand pipe flange replacement, two earth connections, HT cable ends termination, socket/ thimble crimp, tape & plug cable entry, sealing CTPT unit terminal block, stand pipe flanges, meter terminal cover, window and chamber door). Note : Loading, Unloading, Installation of CT PT unit, Metering Cubicle at store, site through crane will be included in this cost. | EA | 501 | 62 | 33 | 398963.3406 | 10 | 120897.982 | 10 | 120897.982 | 10 | 120897.982 | 3 | 36269.3946 | 12089.7982 | 22 | 251083.8748 | 6 | 1072812.9196 | 3 | 319561.2952 | 2 | 91303.2272 | 11 | 125541.9374 | 11412.9034 | 227 | 797174.06 | 58 | 203683.24 | 108 | 379272.24 | 35 | 122912.3 | 10 | 35117.8 | 16 | 56188.48 | 3511.78 | 140 | 1642764.256 | 86 | 1009126.6144 | 23 | 269882.6992 | 31 | 363754.9424 | 11734.0304 | 79 | 923233.5 | 19 | 222043.5 | 4 | 46746 | 6 | 70119 | 50 | 584325 | 11686.5 | 21 | 253885.7622 | 2 | 24179.5964 | 11 | 132987.7802 | 5 | 60448.991 | 3 | 36269.3946 | 12089.7982 | 14 | 159780.6476 | 4 | 45651.6136 | 3 | 34238.7102 | 4 | 45651.6136 | 3 | 34238.7102 | 11412.9034 | 10 | 37224.868 | 2 | 7444.9736 | 3 | 11167.4604 | 3 | 11167.4604 | 1 | 3722.4868 | 1 | 3722.4868 | 3722.4868 | 10 | 124380.7222 | 3 | 37314.2167 | 3 | 37314.2167 | 4 | 49752.2889 | 12438.0722 | 7 | 86713.83 | 2 | 24775.38 | 2 | 24775.38 | 1 | 12387.69 | 2 | 24775.38 | 12387.69 | 4013219.0314 | 661985.83
32 | HT | Replacement of CT PT Metering uint - 33KV | Replacement of out door HT metering unit of 33 KV along with replacement of control cable pipe , energy meter and allied accessories include to & fro transportation(up to 50KM), commissioning and energisation in all respect (i.e. reconnection in meter box from CTPT terminal block through control cable, stand pipe flange replacement, two earth connections, HT cable ends termination, socket/ thimble crimp, tape & plug cable entry, sealing CTPT unit terminal block, stand pipe flanges, meter terminal cover, window and chamber door). Note : Loading, Unloading, Installation of CT PT unit, Metering Cubicle at store, site through crane will be included in this cost. | EA | 151 | 24 | 27 | 455182.497 | 5 | 84293.055 | 10 | 168586.11 | 10 | 168586.11 | 2 | 33717.222 | 16858.611 | 10 | 125238.258 | 4 | 288047.9934 | 2 | 87666.7806 | 1 | 25047.6516 | 3 | 37571.4774 | 12523.8258 | 57 | 680268.78 | 14 | 167083.56 | 27 | 322232.58 | 9 | 107410.86 | 3 | 35803.62 | 4 | 47738.16 | 11934.54 | 36 | 446102.9928 | 22 | 272618.4956 | 6 | 74350.4988 | 8 | 99133.9984 | 12391.7498 | 21 | 330611.085 | 5 | 78716.925 | 1 | 15743.385 | 2 | 31486.77 | 13 | 204664.005 | 15743.385 | 8 | 134868.888 | 1 | 16858.611 | 4 | 67434.444 | 2 | 33717.222 | 1 | 16858.611 | 16858.611 | 4 | 50095.3032 | 1 | 12523.8258 | 1 | 12523.8258 | 1 | 12523.8258 | 1 | 12523.8258 | 12523.8258 | 6 | 75903.6744 | 1 | 12650.6124 | 2 | 25301.2248 | 1 | 12650.6124 | 1 | 12650.6124 | 1 | 12650.6124 | 12650.6124 | 5 | 65676.2739 | 2 | 26270.5096 | 2 | 26270.5096 | 1 | 13135.2548 | 13135.2548 | 1 | 16687.9881 | 0 | 0 | 0 | 0 | 0 | 0 | 1 | 16687.9881 | 16687.9881 | 2037403.6128 | 343232.1276
33 | HT | Replacement of HT meter chamber OR Replacement / Shifitng of control cable pipe with meter chamber for CTPT unit (Tranportation and lifting of MU is excluded) | Replacement of HT Metering chamber of HT 11 / 33 KV for out door Metering CTPT unit, replacement of control cable pipe , energy meter and allied accessories include to & fro transportation, commissioning and energisation in all respect (i.e. reconnection in meter box from CTPT terminal block through control cable, stand pipe flange replacement, two earth connections, HT cable ends termination, socket/ thimble crimp, tape & plug cable entry, sealing CTPT unit terminal block, stand pipe flanges, meter terminal cover, window and chamber door). Note : This activity excludes transportation and lifting of metering unit. | EA | 510.8791 | 52.2263 | 490.8796 | 10006895.7726 | 170 | 2440706.286 | 100 | 1435709.58 | 220 | 3158561.076 | 0.87961 | 12628.6932 | 14357.0958 | 5.0009 | 60904.132 | 1.5805 | 19248.7772 | 1.4098 | 17169.4607 | 1.4041 | 17100.4377 | 0.60643 | 7385.4564 | 12178.5414 | 5.0008 | 67522.2478 | 1.6209 | 21885.75 | 1.085 | 14649.5582 | 1.2411 | 16757.0058 | 0.54835 | 7404.0415 | 0.50554 | 6825.8922 | 13502.28 | 4.9984 | 65740.9081 | 1.8516 | 24353.1099 | 1.2562 | 16522.6484 | 1.8905 | 24865.1497 | 13152.48 | 4.9994 | 69554.2151 | 2.0331 | 28285.0698 | 0.90309 | 12564.2311 | 1.1244 | 15643.0897 | 0.93886 | 13061.8244 | 13912.5 | 35.7996 | 513978.9832 | 4 | 57428.3832 | 21 | 301499.0118 | 10 | 143570.958 | 0.79965 | 11480.6302 | 14357.0958 | 8.1094 | 98761.2113 | 5 | 60892.707 | 1.2816 | 15608.6006 | 1.2765 | 15545.8524 | 0.5513 | 6714.0513 | 12178.5414 | 4.4565 | 63783.5436 | 1.4735 | 21089.9045 | 0.89667 | 12833.4973 | 1.1282 | 16147.6602 | 0.4985 | 7134.8037 | 0.45958 | 6577.6779 | 14312.4168 | 3.8607 | 53824.4161 | 1 | 13941.6288 | 1.142 | 15921.8249 | 1.7187 | 23960.9624 | 13941.6288 | 0 | 0 | 0 | 0 | 0 | 0 | 0 | 0 | 0 | 0 | 14747.25 | 10270617.2755 | 730348.1542
34 | HT | Meter Installation - HT Meter (Travel charges in lot of 50 KM) | Rate for travel of HT Vehicle for additional travel in lot of 50 KM (over and above which is covered in activites where MU is to be transported ) for a month. Rate for 50 KM additional milage after rounding off to be charged. If more than one activitivity is performed at one site at a time, then this cost to be charged against only one activity. | EA | 1585.6851 | 428 | 702.6851 | 1707492.7975 | 170 | 413092.282 | 306 | 743566.1076 | 220 | 534590.012 | 6.6851 | 16244.3959 | 2429.9546 | 187 | 435303.0132 | 117 | 272355.3612 | 35 | 81473.826 | 17 | 39573.0012 | 18 | 41900.8248 | 2327.8236 | 334 | 872708.6 | 78 | 203806.2 | 135 | 352741.5 | 72 | 188128.8 | 18 | 47032.2 | 31 | 80999.9 | 2612.9 | 229 | 754486.8954 | 126 | 415132.5276 | 47 | 154851.0222 | 56 | 184503.3456 | 3294.7026 | 133 | 323151.5364 | 41 | 99618.1428 | 6 | 14578.2648 | 12 | 29156.5296 | 74 | 179798.5992 | 2429.7108 | 140 | 340193.644 | 22 | 53459.0012 | 62 | 150657.1852 | 41 | 99628.1386 | 15 | 36449.319 | 2429.9546 | 85 | 197865.006 | 46 | 107079.8856 | 18 | 41900.8248 | 12 | 27933.8832 | 9 | 20950.4124 | 2327.8236 | 87 | 240961.638 | 11 | 30466.414 | 23 | 63702.502 | 33 | 91399.242 | 7 | 19387.718 | 13 | 36005.762 | 2769.674 | 69 | 240974.5482 | 23 | 80324.8494 | 23 | 80324.8494 | 23 | 80324.8494 | 3492.3848 | 47 | 121048.1921 | 19 | 48934.3755 | 6 | 15452.9607 | 6 | 15452.9607 | 16 | 41207.8952 | 2575.4934 | 4093142.8425 | 1141043.0282
35 | LT CT | LTCT Meter with box Installation (For 100/5 Amps & 200/5 Amps) | Installation of new LTCT meters with complete grouting, commissioning, supply of 8 Nos lugs and its crimping, energisation, communication of Meter and its allied accessories and seal installation with LTCT Meter box | EA | 3889.7 | 1040.8 | 615.6 | 1075555.5127 | 429 | 749534.2998 | 109 | 190441.1158 | 67.6 | 118108.4351 | 10 | 17471.662 | 1747.1662 | 976.1 | 1076394.0798 | 428 | 471976.9144 | 298 | 328619.4404 | 145.1 | 160008.996 | 105 | 115788.729 | 1102.7498 | 1220 | 1525976 | 283 | 353976.4 | 433 | 541596.4 | 316 | 395252.8 | 74 | 92559.2 | 114 | 142591.2 | 1250.8 | 725 | 931552.645 | 261 | 335358.9522 | 247 | 317370.3494 | 217 | 278823.3434 | 1284.9002 | 353 | 1159022.55 | 135 | 443252.25 | 38 | 124767.3 | 55 | 180584.25 | 125 | 410418.75 | 3283.35 | 343 | 599278.0066 | 54 | 94346.9748 | 146 | 255086.2652 | 95 | 165980.789 | 48 | 83863.9776 | 1747.1662 | 234 | 258043.4532 | 114 | 125713.4772 | 43 | 47418.2414 | 46 | 50726.4908 | 31 | 34185.2438 | 1102.7498 | 192 | 254562.816 | 32 | 42427.136 | 53 | 70269.944 | 61 | 80876.728 | 21 | 27842.808 | 25 | 33146.2 | 1325.848 | 159.8 | 217646.6751 | 66.8 | 90981.2134 | 56 | 76271.6759 | 37 | 50393.7858 | 1361.9942 | 112 | 389799.312 | 27 | 93969.477 | 27 | 93969.477 | 23 | 80048.073 | 35 | 121812.285 | 3480.351 | 5768500.7875 | 1719330.2629
36 | LT CT | LTCT Meter with box Removal - All Rating | Removal of any LTCT meters from site with de-energisation, Meter, modem and its allied accessories with meter box. This will include returing meters back to relevant central stores | EA | 4851.5244 | 372 | 1917 | 1438954.6428 | 429 | 322019.5836 | 759 | 569726.9556 | 589 | 442120.1276 | 140 | 105087.976 | 750.6284 | 915 | 623092.857 | 428 | 291457.6424 | 298 | 202930.7884 | 110 | 74907.338 | 79 | 53797.0882 | 680.9758 | 1021.5244 | 612873.795 | 261 | 156589.56 | 400 | 239984 | 265 | 158989.4 | 1.5244 | 914.595 | 94 | 56396.24 | 599.96 | 705 | 475514.463 | 314 | 211789.4204 | 201 | 135572.2086 | 190 | 128152.834 | 674.4886 | 293 | 197295.945 | 118 | 79457.07 | 33 | 22221.045 | 42 | 28281.33 | 100 | 67336.5 | 673.365 | 106 | 79566.6104 | 29 | 21768.2236 | 37 | 27773.2508 | 27 | 20266.9668 | 13 | 9758.1692 | 750.6284 | 64 | 43582.4512 | 28 | 19067.3224 | 20 | 13619.516 | 11 | 7490.7338 | 5 | 3404.879 | 680.9758 | 122 | 77586.8272 | 80 | 50876.608 | 20 | 12719.152 | 10 | 6359.576 | 7 | 4451.7032 | 5 | 3179.788 | 635.9576 | 40 | 28598.3166 | 20 | 14299.1583 | 10 | 7149.5792 | 10 | 7149.5792 | 714.9579 | 40 | 28550.676 | 10 | 7137.669 | 10 | 7137.669 | 10 | 7137.669 | 10 | 7137.669 | 713.7669 | 3347731.7028 | 257884.8814
37 | LT CT | Meter Replacement - LTCT Meter Only | Replacement of LTCT meter/ LTCT Smart meter of any rating i.e. 100/5A or 200/5A or 400/5A without box | EA | 4882.7916 | 372 | 1917 | 3091616.829 | 429 | 691864.173 | 759 | 1224067.383 | 589 | 949902.093 | 140 | 225783.18 | 1612.737 | 915 | 1091767.935 | 428 | 510684.892 | 298 | 355570.322 | 110 | 131250.79 | 79 | 94261.931 | 1193.189 | 1052.7916 | 551283.8058 | 261 | 136670.04 | 400 | 209456 | 265 | 138764.6 | 32.7916 | 17171.0058 | 94 | 49222.16 | 523.64 | 705 | 795799.77 | 314 | 354441.316 | 201 | 226887.594 | 190 | 214470.86 | 1128.794 | 293 | 962021.55 | 118 | 387435.3 | 33 | 108350.55 | 42 | 137900.7 | 100 | 328335 | 3283.35 | 106 | 170950.122 | 29 | 46769.373 | 37 | 59671.269 | 27 | 43543.899 | 13 | 20965.581 | 1612.737 | 64 | 76364.096 | 28 | 33409.292 | 20 | 23863.78 | 11 | 13125.079 | 5 | 5965.945 | 1193.189 | 122 | 67717.1248 | 80 | 44404.672 | 20 | 11101.168 | 10 | 5550.584 | 7 | 3885.4088 | 5 | 2775.292 | 555.0584 | 40 | 47860.8656 | 20 | 23930.4328 | 10 | 11965.2164 | 10 | 11965.2164 | 1196.5216 | 40 | 139214.04 | 10 | 34803.51 | 10 | 34803.51 | 10 | 34803.51 | 10 | 34803.51 | 3480.351 | 6492489.8898 | 502106.2484
38 | LTCT | Fault rectification in CT Meter pertaining to termination/LT Cable dressing. | Fault rectification includes termination (thimble / socket crimping, gland change, cable lead extention crimping and tightening) and cable dressing. | EA | 155.1211 | 493.6087 | 54.2184 | 39210.5424 | 10 | 7231.956 | 22.6942 | 16412.3213 | 17.179 | 12423.7705 | 4.3453 | 3142.4946 | 723.1956 | 36.1068 | 14467.2619 | 11.4116 | 4572.3844 | 10.1788 | 4078.4603 | 10.1379 | 4062.0645 | 4.3784 | 1754.3528 | 400.68 | 29.9048 | 23425.6294 | 9.6929 | 7592.8673 | 6.4881 | 5082.4008 | 7.4215 | 5813.5418 | 3.2792 | 2568.699 | 3.0231 | 2368.1205 | 783.34 | 22.7925 | 9045.542 | 8.4433 | 3350.8372 | 5.7284 | 2273.4142 | 8.6208 | 3421.2907 | 396.864 | 12.0986 | 8146.7461 | 4.92 | 3312.9737 | 2.1855 | 1471.6233 | 2.721 | 1832.2438 | 2.272 | 1529.9054 | 673.365 | 402.4152 | 291024.9025 | 363.6364 | 262980.2182 | 20.6311 | 14920.2921 | 14.1975 | 10267.5789 | 3.9503 | 2856.8133 | 723.1956 | 32.8243 | 13152.0563 | 10.3741 | 4156.7131 | 9.2535 | 3707.6912 | 9.2163 | 3692.7859 | 3.9804 | 1594.8662 | 400.68 | 26.65 | 22128.5533 | 8.8118 | 7316.7631 | 5.3621 | 4452.3511 | 6.7468 | 5602.1403 | 2.9811 | 2475.2918 | 2.7483 | 2282.0071 | 830.3404 | 20.7205 | 8716.6132 | 7.6757 | 3228.9886 | 5.2077 | 2190.7446 | 7.8371 | 3296.8801 | 420.6758 | 10.9987 | 7850.5008 | 4.4728 | 3192.5019 | 1.9868 | 1418.1097 | 2.4737 | 1765.6168 | 2.0655 | 1474.2724 | 713.7669 | 94295.7219 | 342872.626
39 | SP/PP | Prefabricated GI Structure (Supply Item)/ kg | Prefabricated / GI structural angle/ channel/flats of different sizes, as per the site requirement | Kg | 13250.5078 | 23259.5488 | 3646.3093 | 426125.9374 | 1048.7698 | 122564.4791 | 1048.7698 | 122564.4791 | 1048.7698 | 122564.4791 | 500 | 58432.5 | 116.865 | 1700 | 245270.22 | 500 | 228036.1862 | 500 | 203402.9631 | 500 | 202585.2627 | 200 | 87493.9379 | 144.2766 | 1905.5363 | 276721.9763 | 500 | 235386.0689 | 300 | 157559.2306 | 400 | 180225.2943 | 200 | 79632.1 | 505.5363 | 73413.9763 | 145.22 | 2999.0196 | 428174.2218 | 1110.959 | 158613.1711 | 753.7429 | 107612.9361 | 1134.3176 | 161948.1147 | 142.7714 | 2999.6427 | 350553.244 | 1219.8413 | 142556.7518 | 541.8536 | 63323.7248 | 674.6346 | 78841.1722 | 563.3132 | 65831.5951 | 116.865 | 8803.3941 | 1028808.6473 | 953.4271 | 111422.2537 | 4176.328 | 488066.5735 | 2873.9905 | 335868.8975 | 799.6485 | 93450.9225 | 116.865 | 4546.3074 | 655925.7726 | 1436.8624 | 207305.6238 | 1281.6478 | 184911.7846 | 1276.4954 | 184168.4206 | 551.3018 | 79539.9435 | 144.2766 | 4456.518 | 686006.0817 | 1473.539 | 226826.5754 | 896.6688 | 138027.0946 | 1128.2274 | 173671.6472 | 498.5045 | 76736.3873 | 459.5784 | 70744.3772 | 153.9332 | 2726.3814 | 412604.2501 | 1009.9627 | 152845.4194 | 685.2209 | 103699.7384 | 1031.1978 | 156059.0923 | 151.3377 | 2726.9479 | 337805.8533 | 1108.9466 | 137372.8699 | 492.5942 | 61021.0439 | 613.3042 | 75974.2205 | 512.1029 | 63437.7189 | 123.8769 | 1726845.5995 | 3121150.605
40 | SP/PP | Installation of Bracket Angle/ service anchor/ suspension clamp/ slotted angle | Installation of GI Bracket for Anchoring service cable of size 50, 95 & 150 sqmm / Installation of Service Cable Anchor / Installation of Slotted angle on pole in case of 2x10/4x10/4x25 cable lying, on uncleaned poles. (Number of items used at one site shall be considered for billing). | EA | 9999.7793 | 8997.3619 | 1999.9745 | 69937.9077 | 209.754 | 7334.9699 | 918.7922 | 32129.6107 | 695.5057 | 24321.4169 | 175.9227 | 6151.9103 | 34.9694 | 2000.3753 | 581646.3112 | 632.2195 | 183829.568 | 563.925 | 163971.6899 | 561.658 | 163312.5073 | 242.5728 | 70532.546 | 290.7686 | 2000.3214 | 74211.9225 | 648.3572 | 24054.0508 | 433.9877 | 16100.9433 | 496.42 | 18417.1834 | 219.342 | 8137.5869 | 202.2145 | 7502.1582 | 37.1 | 1999.3464 | 575264.7352 | 740.6393 | 213101.4882 | 502.4953 | 144581.1635 | 756.2117 | 217582.0835 | 287.7264 | 1999.7618 | 55643.3721 | 813.2275 | 22628.0558 | 361.2358 | 10051.3849 | 449.7564 | 12514.4718 | 375.5421 | 10449.4595 | 27.825 | 1760.6788 | 61569.8817 | 190.6854 | 6668.1545 | 835.2656 | 29208.737 | 574.7981 | 20100.3445 | 159.9297 | 5592.6457 | 34.9694 | 1818.523 | 528769.3738 | 574.745 | 167117.7891 | 512.6591 | 149065.1727 | 510.5982 | 148465.9157 | 220.5207 | 64120.4964 | 290.7686 | 1782.6072 | 70102.8113 | 589.4156 | 23179.3581 | 358.6675 | 14104.9586 | 451.2909 | 17747.4676 | 199.4018 | 7841.6746 | 183.8314 | 7229.3524 | 39.326 | 1817.5876 | 554346.0176 | 673.3085 | 205352.3431 | 456.8139 | 139323.6666 | 687.4652 | 209670.0078 | 304.99 | 1817.9653 | 53619.9767 | 739.2977 | 21805.2174 | 328.3961 | 9685.88 | 408.8695 | 12059.4001 | 341.4019 | 10069.4792 | 29.4945 | 1356704.2487 | 1268408.061
41 | TS | NIC / Modem Troubleshooting with TAB/ Laptop / Anyother device | (in case - Laptop/Tab in BA’s scope) | EA | 90999.0076 | 81620.4655 | 25999.6683 | 6585929.1778 | 2726.8014 | 690721.1546 | 11944.2981 | 3025588.6581 | 9041.5741 | 2290304.8483 | 2286.9947 | 579314.5168 | 253.3082 | 15002.8144 | 5823036.3452 | 4741.646 | 1840373.1529 | 4229.4377 | 1641569.9571 | 4212.4349 | 1634970.6809 | 1819.2958 | 706122.5544 | 388.1296 | 20003.2136 | 4579935.7878 | 6483.5717 | 1484478.5657 | 4339.8769 | 993658.2133 | 4964.2004 | 1136603.3159 | 2193.4196 | 502205.3605 | 2022.1451 | 462990.3324 | 228.96 | 14995.0978 | 5764568.4548 | 5554.795 | 2135430.9436 | 3768.7147 | 1448807.7632 | 5671.5881 | 2180329.748 | 384.4302 | 14998.2135 | 4173252.9043 | 6099.2064 | 1697104.188 | 2709.2682 | 753853.8669 | 3373.173 | 938585.3838 | 2816.5659 | 783709.4656 | 278.25 | 22888.8246 | 5797926.9511 | 2478.9104 | 627928.3224 | 10858.4528 | 2750535.1437 | 7472.3752 | 1892813.9242 | 2079.0861 | 526649.5607 | 253.3082 | 13638.9222 | 5293669.4047 | 4310.5872 | 1673066.5026 | 3844.9434 | 1492336.3246 | 3829.4863 | 1486336.9826 | 1653.9053 | 641929.5949 | 388.1296 | 17826.0721 | 4326344.9239 | 5894.156 | 1430497.5269 | 3586.6751 | 870477.4431 | 4512.9094 | 1095272.2863 | 1994.0179 | 483943.3474 | 1838.3137 | 446154.3203 | 242.6976 | 13631.9071 | 5554947.7837 | 5049.8136 | 2057778.9092 | 3426.1043 | 1396123.8446 | 5155.9892 | 2101045.0299 | 407.496 | 13634.7395 | 4021498.2532 | 5544.7331 | 1635391.3084 | 2462.9711 | 726440.999 | 3066.5209 | 904455.0062 | 2560.5145 | 755210.9396 | 294.945 | 26926722.6699 | 24994387.3166
42 | DD | Manul Meter Reading and SVR | Taking manual reading parameters from meter display, providing remarks with photographs where data can not be downloaded for reason not attributable to BA | EA | 49998.8964 | 44986.8093 | 9999.8724 | 1335582.9609 | 1048.7698 | 140073.6904 | 4593.9608 | 613569.4067 | 3477.5285 | 464458.704 | 879.6134 | 117481.1597 | 133.56 | 10001.8763 | 1453850.7283 | 3161.0973 | 459490.1509 | 2819.6251 | 409854.5048 | 2808.2899 | 408206.8485 | 1212.8639 | 176299.2242 | 145.3578 | 10001.6068 | 2491400.2549 | 3241.7858 | 807528.8494 | 2169.9384 | 540531.667 | 2482.1002 | 618291.1557 | 1096.7098 | 273190.416 | 1011.0725 | 251858.1669 | 249.1 | 9996.7319 | 1089323.8797 | 3703.1967 | 403529.9326 | 2512.4765 | 273779.5389 | 3781.0587 | 412014.4081 | 108.968 | 9998.809 | 1279797.5573 | 4066.1376 | 520445.2843 | 1806.1788 | 231181.8525 | 2248.782 | 287832.851 | 1877.7106 | 240337.5694 | 127.995 | 8803.3941 | 1175781.3112 | 953.4271 | 127339.7186 | 4176.328 | 557790.3697 | 2873.9905 | 383850.1686 | 799.6485 | 106801.0543 | 133.56 | 9092.6148 | 1321682.4803 | 2873.7248 | 417718.319 | 2563.2956 | 372595.0044 | 2552.9909 | 371097.135 | 1102.6035 | 160272.022 | 145.3578 | 8913.0361 | 2353451.5211 | 2947.078 | 778164.1639 | 1793.3376 | 473523.6091 | 2256.4547 | 595807.8409 | 997.0089 | 263256.2191 | 919.1568 | 242699.6881 | 264.046 | 9087.9381 | 1049712.1022 | 3366.5424 | 388856.1169 | 2284.0695 | 263823.9193 | 3437.3261 | 397032.066 | 115.5061 | 9089.8264 | 1233259.4643 | 3696.4887 | 501520.0013 | 1641.9807 | 222775.2397 | 2044.3473 | 277366.2019 | 1707.0096 | 231598.0215 | 135.6747 | 7649955.3811 | 7133886.8791
43 | DD | Data downloading of meters | Data downloading of any meter per case | EA | 49998.8964 | 44986.8093 | 9999.8724 | 1947725.1513 | 1048.7698 | 204274.1319 | 4593.9608 | 894788.7181 | 3477.5285 | 677335.61 | 879.6134 | 171326.6912 | 194.775 | 10001.8763 | 2143404.0818 | 3161.0973 | 677423.7862 | 2819.6251 | 604246.2279 | 2808.2899 | 601817.0974 | 1212.8639 | 259916.9704 | 214.3002 | 10001.6068 | 2491400.2549 | 3241.7858 | 807528.8494 | 2169.9384 | 540531.667 | 2482.1002 | 618291.1557 | 1096.7098 | 273190.416 | 1011.0725 | 251858.1669 | 249.1 | 9996.7319 | 2178753.7247 | 3703.1967 | 807099.1191 | 2512.4765 | 547585.7101 | 3781.0587 | 824068.8955 | 217.9466 | 9998.809 | 2503951.7426 | 4066.1376 | 1018262.5128 | 1806.1788 | 452312.3201 | 2248.782 | 563151.2303 | 1877.7106 | 470225.6794 | 250.425 | 8803.3941 | 1714681.0788 | 953.4271 | 185703.7562 | 4176.328 | 813444.2892 | 2873.9905 | 559781.4959 | 799.6485 | 155751.5375 | 194.775 | 9092.6148 | 1948549.1653 | 2873.7248 | 615839.8056 | 2563.2956 | 549314.7527 | 2552.9909 | 547106.4521 | 1102.6035 | 236288.1549 | 214.3002 | 8913.0361 | 2353451.5211 | 2947.078 | 778164.1639 | 1793.3376 | 473523.6091 | 2256.4547 | 595807.8409 | 997.0089 | 263256.2191 | 919.1568 | 242699.6881 | 264.046 | 9087.9381 | 2099526.3165 | 3366.5424 | 777750.0603 | 2284.0695 | 527673.5024 | 3437.3261 | 794102.7538 | 231.0234 | 9089.8264 | 2412898.9519 | 3696.4887 | 981234.7851 | 1641.9807 | 435864.5994 | 2044.3473 | 542673.0037 | 1707.0096 | 453126.5637 | 265.4505 | 11265234.9553 | 10529107.0337
44 | PP | Minor reworking in CT Meter termination/LT Cable dressing during pole cleaning | Minor reworking includes termination (thimble / socket crimping, gland change, cable lead extention crimping and tightening) and cable dressing during pole cleaning. | EA | 150.3021 | 134.6823 | 49.3994 | 37884.347 | 5.1809 | 3973.2465 | 22.6942 | 17404.1426 | 17.179 | 13174.5577 | 4.3453 | 3332.4003 | 766.8994 | 36.1068 | 20500.2632 | 11.4116 | 6479.1171 | 10.1788 | 5779.2214 | 10.1379 | 5755.9883 | 4.3784 | 2485.9364 | 567.7678 | 29.9048 | 10270.506 | 9.6929 | 3328.9432 | 6.4881 | 2228.2785 | 7.4215 | 2548.8329 | 3.2792 | 1126.1955 | 3.0231 | 1038.2558 | 343.44 | 22.7925 | 12817.4171 | 8.4433 | 4748.0933 | 5.7284 | 3221.3987 | 8.6208 | 4847.925 | 562.3512 | 12.0986 | 8146.7461 | 4.92 | 3312.9737 | 2.1855 | 1471.6233 | 2.721 | 1832.2438 | 2.272 | 1529.9054 | 673.365 | 43.4888 | 33351.5091 | 4.7099 | 3612.0423 | 20.6311 | 15821.9478 | 14.1975 | 10888.0642 | 3.9503 | 3029.4548 | 766.8994 | 32.8243 | 18636.6029 | 10.3741 | 5890.1064 | 9.2535 | 5253.8376 | 9.2163 | 5232.7167 | 3.9804 | 2259.9422 | 567.7678 | 26.65 | 9701.8285 | 8.8118 | 3207.8907 | 5.3621 | 1952.0457 | 6.7468 | 2456.1481 | 2.9811 | 1085.243 | 2.7483 | 1000.5011 | 364.0464 | 20.7205 | 12351.3292 | 7.6757 | 4575.4354 | 5.2077 | 3104.2569 | 7.8371 | 4671.6369 | 596.0923 | 10.9987 | 7850.5008 | 4.4728 | 3192.5019 | 1.9868 | 1418.1097 | 2.4737 | 1765.6168 | 2.0655 | 1474.2724 | 713.7669 | 89619.2795 | 81891.7705
45 | Protocol Punching | Punching of Protocols for field activities - Metering/Modem/Testing/Data download | Bidder has to punch protocol for Meter installation (Both Single Phase and Three Phase activity/Modem Installation / rectification / Meter Testing (HT and LT) activity / data downloding activity, with 5% QC. Bidder to create Data Centre for same at Circle HO with required staff, computers and Broadband connection. | EA | 580826.1325 | 522387.4845 | 151361.929 | 1684658.2692 | 15874.5841 | 176684.1206 | 69535.9642 | 773935.2815 | 52637.2134 | 585852.1854 | 13314.1673 | 148186.6818 | 11.13 | 200047.1719 | 6374223.0669 | 63224.9951 | 2014575.9544 | 56395.222 | 1796954.7957 | 56168.5075 | 1789730.8569 | 24258.4473 | 772961.4599 | 31.8636 | 71726.3732 | 760299.5556 | 23248.4184 | 246433.2353 | 15561.681 | 164953.8188 | 17800.3442 | 188683.6489 | 7865.038 | 83369.403 | 7250.8915 | 76859.4496 | 10.6 | 82184.5173 | 2639602.3281 | 30444.4926 | 977816.212 | 20655.4173 | 663410.6915 | 31084.6075 | 998375.4246 | 32.118 | 75506.1411 | 1260575.0258 | 30705.4931 | 512628.2075 | 13639.3834 | 227709.5061 | 16981.7076 | 283509.6079 | 14179.557 | 236727.7044 | 16.695 | 133251.5707 | 1483089.9815 | 14431.4401 | 160621.9278 | 63214.5129 | 703577.5286 | 43501.8293 | 484175.3598 | 12103.7884 | 134715.1652 | 11.13 | 181861.0654 | 5794748.2426 | 57477.2683 | 1831432.6858 | 51268.3836 | 1633595.2689 | 51062.2796 | 1627028.0517 | 22053.1339 | 702692.2363 | 31.8636 | 63919.7045 | 718201.7992 | 21134.9258 | 237472.0268 | 12860.8934 | 144504.9983 | 16182.1311 | 181822.4253 | 7150.0346 | 80337.7884 | 6591.7195 | 74064.5605 | 11.236 | 74713.1976 | 2543616.7889 | 27676.8114 | 942259.2588 | 18777.6521 | 639286.6664 | 28258.7341 | 962070.8637 | 34.0451 | 68641.9465 | 1214735.934 | 27914.0846 | 493987.1817 | 12399.4395 | 219429.1604 | 15437.916 | 273200.1676 | 12890.5064 | 228119.4242 | 17.6967 | 12719358.2457 | 11754392.7462
46 | LT CT | LTCT Meter box Installation – 400/5 Amps | Installation of new LTCT meters with complete grouting, commissioning, supply of 8 Nos lugs and its crimping, energisation, communication of Meter and its allied accessories and seal installation with LTCT Meter box | EA | 34.4751 | 31.1076 | 14.4756 | 29067.8335 | 10 | 20080.64 | 2.297 | 4612.4837 | 1.7388 | 3491.5499 | 0.43981 | 883.16 | 2008.064 | 5.0009 | 11410.3905 | 1.5805 | 3606.2588 | 1.4098 | 3216.6988 | 1.4041 | 3203.7674 | 0.60643 | 1383.6654 | 2281.65 | 5.0008 | 8486.6634 | 1.6209 | 2750.7525 | 1.085 | 1841.2579 | 1.2411 | 2106.1365 | 0.54835 | 930.5912 | 0.50554 | 857.9254 | 1697.06 | 4.9984 | 11848.5695 | 1.8516 | 4389.1927 | 1.2562 | 2977.8984 | 1.8905 | 4481.4783 | 2370.4886 | 4.9994 | 16414.7948 | 2.0331 | 6675.2765 | 0.90309 | 2965.1585 | 1.1244 | 3691.7692 | 0.93886 | 3082.5906 | 3283.35 | 13.0159 | 26136.7453 | 9.0909 | 18255.1273 | 2.0882 | 4193.167 | 1.437 | 2885.5784 | 0.39982 | 802.8727 | 2008.064 | 4.5463 | 10373.0823 | 1.4369 | 3278.4171 | 1.2816 | 2924.2717 | 1.2765 | 2912.5158 | 0.5513 | 1257.8777 | 2281.65 | 4.4565 | 8016.7572 | 1.4735 | 2650.7252 | 0.89667 | 1613.0028 | 1.1282 | 2029.5497 | 0.4985 | 896.7515 | 0.45958 | 826.7281 | 1798.8836 | 4.544 | 11417.7124 | 1.6833 | 4229.5857 | 1.142 | 2869.6112 | 1.7187 | 4318.5155 | 2512.7179 | 4.5449 | 15817.8931 | 1.8482 | 6432.5391 | 0.82099 | 2857.3346 | 1.0222 | 3557.523 | 0.8535 | 2970.4964 | 3480.351 | 77228.2516 | 71762.1903
47 | FSE | FSE- New Connection / Pre-inspection / Attribute Change / SVR | Site verification of new connection / Attribute Change / SVR with capturing of details as mentioned in site verification form and capturing photographs. Further submission of SVR and file at respective division office. | EA | 35735.7 | 92452.6381 | 15235.7 | 1950093.4215 | 2420.4 | 309799.098 | 6065.3 | 776328.0735 | 5750 | 735971.25 | 1000 | 127995 | 127.995 | 5200 | 1339691.6 | 1200 | 1544270.9378 | 1500 | 1377453.6828 | 1500 | 1371916.1805 | 1000 | 592512.7399 | 257.633 | 6300 | 1255464 | 1500 | 1421702.9911 | 1300 | 951638.4316 | 1500 | 1088538.677 | 1000 | 480968.1188 | 1000 | 443411.4143 | 199.28 | 4000 | 1068098.4 | 1500 | 1644646.346 | 1000 | 1115829.2901 | 1500 | 1679226.0896 | 267.0246 | 5000 | 772634 | 2000 | 771837.1747 | 1000 | 342850.1579 | 1000 | 426865.4193 | 1000 | 356428.3819 | 154.5268 | 29315.3022 | 3752212.1093 | 3174.9121 | 406372.8769 | 13907.1723 | 1780048.5174 | 9570.3883 | 1224961.8505 | 2662.8295 | 340828.8645 | 127.995 | 17241.4161 | 4441957.7646 | 5449.157 | 1403882.6707 | 4860.5211 | 1252230.6207 | 4840.9813 | 1247196.5278 | 2090.7568 | 538647.9454 | 257.633 | 19614.9185 | 4143392.61 | 6485.6346 | 1370004.7005 | 3946.598 | 833666.7252 | 4965.7799 | 1048955.4524 | 2194.1175 | 463478.3691 | 2022.7885 | 427287.3629 | 211.2368 | 15115.0586 | 4278258.0266 | 5599.2333 | 1584841.0243 | 3798.8645 | 1075253.6796 | 5716.9608 | 1618163.3227 | 283.0461 | 11165.9427 | 1828963.638 | 4540.7668 | 743770.3683 | 2017.0091 | 330382.8794 | 2511.2762 | 411343.0404 | 2096.8906 | 343467.3499 | 163.7984 | 6385981.4215 | 18444784.1485
[8 empty] | 0 | [10 empty] | 0 | [10 empty] | 0 | [12 empty] | 0 | [8 empty] | 0 | [10 empty] | 0 | 0 | [5 empty] | 0 |  | 0 |  | 0 | 0 |  | 0 |  | 0 |  | 0 |  | 0 |  | 0 | 0 |  | 0 |  | 0 |  | 0 |  | 0 |  | 0 |  | 0 | 0 |  | 0 |  | 0 |  | 0 |  | 0 | 0 |  | 0 |  | 0 |  | 0 |  | 0 | 0 | 0
[8 empty] | 0 | [10 empty] | 0 | [10 empty] | 0 | [12 empty] | 0 | [8 empty] | 0 | [10 empty] | 0 | 0 | [5 empty] | 0 |  | 0 |  | 0 | 0 |  | 0 |  | 0 |  | 0 |  | 0 |  | 0 | 0 |  | 0 |  | 0 |  | 0 |  | 0 |  | 0 |  | 0 | 0 |  | 0 |  | 0 |  | 0 |  | 0 | 0 |  | 0 |  | 0 |  | 0 |  | 0 | 0 | 0
[8 empty] | 0 | [10 empty] | 0 | [10 empty] | 0 | [12 empty] | 0 | [8 empty] | 0 | [10 empty] | 0 | 0 | [5 empty] | 0 |  | 0 |  | 0 | 0 |  | 0 |  | 0 |  | 0 |  | 0 |  | 0 | 0 |  | 0 |  | 0 |  | 0 |  | 0 |  | 0 |  | 0 | 0 |  | 0 |  | 0 |  | 0 |  | 0 | 0 |  | 0 |  | 0 |  | 0 |  | 0 | 0 | 0
Total | [7 empty] | 237882457.2895 |  | 34895933.7695 |  | 91766503.6427 |  | 82174152.4195 |  | 26086577.3204 |  |  | 124563703.2058 |  | 50841497.2291 |  | 42214706.6741 |  | 36610414.2624 |  | 28205685.3594 |  |  | 110198975.441 |  | 37159444.356 |  | 36047983.8573 |  | 23657916.0092 |  | 15756940.674 |  | 15141740.8779 |  |  | 83540434.2984 |  | 40541330.6779 |  | 32083812.764 |  | 37003193.1055 |  |  | 78246531.4314 |  | 36451905.1252 |  | 19848264.7295 |  | 21770461.2599 |  | 23023172.9178 |  |  |  |  | 21115870.3601 |  | 62882825.4329 |  | 51647415.525 |  | 20011617.3425 |  |  |  |  | 25527790.7468 |  | 23719764.8023 |  | 22400704.915 |  | 14639278.8895 |  |  |  |  | 30244953.0326 |  | 23473816.1094 |  | 17457659.6792 |  | 10254209.3931 |  | 10504580.1712 |  |  |  |  | 25157463.0689 |  | 19997506.1584 |  | 22286043.4899 |  |  |  |  | 23756884.2453 |  | 11629058.4916 |  | 13522872.0687 |  | 13221505.1661 |  | 634432101.6661 | 463451819.0883 | 109.78 Cr
TOTAL
634432101.6661

## Summary
Annexure-I Price Bid Format (Tender no. TPCODL/P&S/1000008654/25-26)
Summary of Prices
S No | Circle Name | Total All-Inclusive Price for Year-1 (Rs.) | Total All-Inclusive Price for Year-2 (Rs.) | Total All-Inclusive Price for Year-1 + Year-2 (Rs.)
1 | BCCD-1 | 0 | 0 | 0
2 | BCCD-2 | 0 | 0 | 0
3 | BED | 0 | 0 | 0
4 | NED | 0 | 0 | 0
7 | BAED | 0 | 0 | 0
5 | KHD | 0 | 0 | 0
6 | NYD | 0 | 0 | 0
8 | PED | 0 | 0 | 0
| AED | 0 | 0 | 0
9 | CDD-1 | 0 | 0 | 0
10 | CDD-2 | 0 | 0 | 0
11 | CED | 0 | 0 | 0
13 | SED | 0 | 0 | 0
15 | ANED | 0 | 0 | 0
14 | DED | 0 | 0 | 0
16 | TED | 0 | 0 | 0
19 | JED | 0 | 0 | 0
17 | KED-1 | 0 | 0 | 0
18 | KED-2 | 0 | 0 | 0
20 | PDP | 0 | 0 | 0
Grand Total (in Rs.) |  | 0 | 0 | 0

## BCDD-1
Schedule of items BCCD1
[7 empty] | Prices for Year 1 |  |  |  | Prices for Year 2 |  |  |  |  | Grand Total
Sr. No. | Activity Type | Item Short Description | Long Service Description | UOM | SAC CODE | Qty | Unit Rate (Rs.) | Appl. Taxes & Duties | All Inclusive Unit Rate (Rs.) | Total All Inclusive Value for Year-1 (Rs.) | Quantity | Unit Rate (Rs.) | Appl. Taxes & Duties | All Inclusive Unit Rate (Rs.) | Total All Inclusive Value for Year-2 (Rs.) | Prices for Year 1 + Year 2 (Rs. )
[6 empty] | A | B | C | D = B + C | E = A x D | F | G | H | I = G + H | J = F x I | K = E + J
1 | SP | Meter Replacement - SP | Removal of old meter, Installation of 1 phase energy meter with / without meter box in existing meter box / Panel with cable gland, M-seal along with accessories. This includes connection of I/C and O/G cable to meter terminal and Ensuring proper closure of notifications in Mobile App. This includes transportation of removed materials to MMG store. Transportation cost of utility owned meters to Central store will be claimed in separate line item. | EA |  | 6946 |  | 0 | 0 | 0 | 6256 |  | 0 | 0 | 0 | 0
2 | SP | Meter Shifting - SP | Shifting of existing Meters from one place to other within same premises preferably to outside and Ensuring proper closure of notifications in Mobile App. This excludes cable replcement | EA |  | 350 |  | 0 | 0 | 0 | 350 |  | 0 | 0 | 0 | 0
3 | SP | Meter Installation- SP Solar Generation | Installation of 1 phase energy meter for Solar Generation with with cable gland, M-seal along with accessories and Ensuring proper closure of notifications in Mobile App.. This includes connection of O/G cable of consumer to the meter terminal. | EA |  | 460 |  | 0 | 0 | 0 | 460 |  | 0 | 0 | 0 | 0
4 | SP | Meter Installation- SP NSC with Cable | Providing NSC with Meter and cable upto 2C * 10 sq mm Cable Installation providing 'O' shaped quick link, Jublee Clips / Wall corner Clamp and piercing connectors where connection is to be given in AB cable and Ensuring proper closure of notifications in Mobile App. | Ea |  | 1544 |  | 0 | 0 | 0 | 1544 |  | 0 | 0 | 0 | 0
5 | SP | Meter Installation- SP NSC without Cable | Providing NSC meter with / without meter box in existing meter box / Panel with cable gland, M-seal along with accessories providing 'O' shapped quick link, Jublee Clips / Wall corner Clamp and piercing connectors. This includes connection of I/C and O/G cable to meter terminal and Ensuring proper closure of notifications in Mobile App.. | EA |  | 386 |  | 0 | 0 | 0 | 386 |  | 0 | 0 | 0 | 0
6 | SP | Meter Removal SP-PDC | Permanent disconnection of SP consumer with removal of utility/ consumer owned meter with box and Ensuring proper closure of notifications in Mobile App. This includes transportation of removed materials to MMG store. Transportation cost of utility owned meters to Central store will be claimed in separate line item. | EA |  | 1020 |  | 0 | 0 | 0 | 1020 |  | 0 | 0 | 0 | 0
7 | SP | Cable Replacement- SP upto 2CX 10 sq mm | Stringing of armoured service cable upto 2CX 10 sq mm with length upto 30 m including installation of saddle, fastener for support and connection at pole / LT network with thimble / AB piercing connectors of required size and Ensuring proper closure of notifications in Mobile App. This will include supply and installation of 'O' shapped quick link, Jublee Clips / Wall corner Clamp and piercing connectors where connection is to be given in AB cable. This cost includes removal of old cable and keeping insafe custody to either re-use or return to scrap store / retun to consumer if it pertains to consumer . | EA |  | 700 |  | 0 | 0 | 0 | 700 |  | 0 | 0 | 0 | 0
8 | SP | Service Cable Removal -SP -PDC upto 2CX 10 sq mm | Removal of service cable of any size used for single Phase connections for permanent disconnection from pole/ LT Network and keeping insafe custody to either re-use or return to scrap store / retun to consumer if it pertains to consumer and Ensuring proper closure of notifications in Mobile App. | EA |  | 2080 |  | 0 | 0 | 0 | 1880 |  | 0 | 0 | 0 | 0
9 | SP / PP | Installation of LT Service/ Distribution Box Installation | Installation of LT Service/ Distribution Box Installation on pole along with supply of fastners / on pole with steel strap and buckles / piercing connect where LT mains in ABC at standard height. This will include supply and installation of 'O' shapped quick link, Jublee Clips / Wall corner Clamp and piercing connectors and other accessories and Ensuring proper closure of notifications in Mobile App. | EA |  | 1240 |  | 0 | 0 | 0 | 1240 |  | 0 | 0 | 0 | 0
10 | SP / PP | Removal of LT Service/ Distribution Box Installation | Removal of any type of bus bar box / distribution box from wall / from pole along with steel strap and buckles.This will include keeping insafe custody to either re-use or return to scrap store and updation in MMG App. | EA |  | 120 |  | 0 | 0 | 0 | 120 |  | 0 | 0 | 0 | 0
11 | SP | Meter transport - SP | Transport of meter to warranty/ Scrap store after devaluation of any single phase meter with / without meter box in case of permanent DC and replacement of Utility owned meters. | EA |  | 3473 |  | 0 | 0 | 0 | 3128 |  | 0 | 0 | 0 | 0
12 | PP | Meter Replacement - PP | Installation of 3 phase WC energy meter with / without meter box in existing meter box / Panel with cable gland, M-seal along with accessories. This includes connection of I/C and O/G cable to meter terminal and removal of old meters along with updation in MMG App. This includes transportation of removed materials to MMG store. Transportation cost of utility owned meters to Central store will be claimed in separate line item. | EA |  | 2110 |  | 0 | 0 | 0 | 1369 |  | 0 | 0 | 0 | 0
13 | PP | Meter Shifting - PP | Shifting of existing Meters from one place to other within same premises preferably to outside and Ensuring proper closure of notifications in Mobile App.. This excludes cable replcement | EA |  | 323 |  | 0 | 0 | 0 | 323 |  | 0 | 0 | 0 | 0
14 | PP | Meter Installation- PP Solar Generation | Installation of 3 phase WC energy meter for Solar Generation with with cable gland, M-seal along with accessories and Ensuring proper closure of notifications in Mobile App. This includes connection of O/G cable of consumer to the meter terminal. | EA |  | 70 |  | 0 | 0 | 0 | 70 |  | 0 | 0 | 0 | 0
15 | PP | Meter Installation- PP NSC with Cable | Providing NSC with Meter and cable upto 4C * 25 sq mm Cable Installation andand Ensuring proper closure of notifications in Mobile App. This includes providing 'O' shapped quick link, Jublee Clips / Wall corner Clamp and piercing connectors where connection is to be given in AB cable. | EA |  | 556 |  | 0 | 0 | 0 | 556 |  | 0 | 0 | 0 | 0
16 | PP | Meter Installation- PP NSC without Cable | Providing NSC meter with / without meter box in existing meter box / Panel with cable gland, M-seal along with accessories and Ensuring proper closure of notifications in Mobile App. This includes providing 'O' shapped quick link, Jublee Clips / Wall corner Clamp and piercing connectors. This includes connection of I/C and O/G cable to meter terminal. | EA |  | 139 |  | 0 | 0 | 0 | 139 |  | 0 | 0 | 0 | 0
17 | PP | Meter transport- PP | Transport of meter to warranty/ Scrap store preparing proper devaluation of any three phase meter with / without meter box in case of permanent DC and replacement of Utility owned meters. | EA |  | 2180 |  | 0 | 0 | 0 | 1439 |  | 0 | 0 | 0 | 0
18 | PP | Meter Removal PP-PDC | Permanent disconnection of 3 Phase WC consumer with removal of utility/ consumer owned meter with box and Ensuring proper closure of notifications in Mobile App. This includes transportation of removed materials to MMG store. Transportation cost of utility owned meters to Central store will be claimed in separate line item. | EA |  | 70 |  | 0 | 0 | 0 | 70 |  | 0 | 0 | 0 | 0
19 | PP | Cable Replacement- PP upto 4CX 35 sq mm | Removal of old cable of any size, stringing of new armoured service cable upto 4CX 35 sq mm with length upto 30 m including installation of saddle, fastener for support and connection at pole / LT network with thimble / AB piercing connectors of required size and Ensuring proper closure of notifications in Mobile App. This will include supply and installation of 'O' shapped quick link, Jublee Clips / Wall corner Clamp and piercing connectors where connection is to be given in AB cable. This cost includes removal of old cable and keeping insafe custody to either re-use or return to scrap store / retun to consumer if it pertains to consumerand updation in MMG App. | EA |  | 393 |  | 0 | 0 | 0 | 393 |  | 0 | 0 | 0 | 0
20 | PP | Service Cable Removal of upto 4CX35 sqmm cable | Removal of service cable upto 4C X 35 sq mm size for DC/PDC consumer used for Poly Phase Whole Current connections from pole/ LT Network and Ensuring proper closure of notifications in Mobile App. This includes returing it back to scrap store if not utilised again . | EA |  | 70 |  | 0 | 0 | 0 | 70 |  | 0 | 0 | 0 | 0
21 | DT | Smart DT Meter installation along with Meter Box and connection for CT / PT (For energy auditing of DTs) | Installation of Smart DT meters along with ring type CTs of various ratings, Meter Box, and associated accessories on LT side of transformers and Ensuring proper closure of notifications in Mobile App. This activity excludes handling work at tranformer LT side. | EA |  | 20 |  | 0 | 0 | 0 | 20 |  | 0 | 0 | 0 | 0
22 | DT | Smart DT Meter removal along with Meter Box and connection for CT / PT (For energy auditing of DTs) | Removal of Smart DT meters along with ring type CTs of various ratings, Meter Box, and associated accessories on LT side of transformers and return to Store Ensuring proper closure of notifications in Mobile App.. | EA |  | 2 |  | 0 | 0 | 0 | 2 |  | 0 | 0 | 0 | 0
23 | DT | Smart DT Meter installation without Meter Box and connection for CT / PT (For energy auditing of DTs) | Installation of Smart DT meters of all ratings,inside existing panel with accessories and Ensuring proper closure of notifications in Mobile App.. | EA |  | 4 |  | 0 | 0 | 0 | 4 |  | 0 | 0 | 0 | 0
24 | LT CT /DT | LTCT Meter with box Installation - All rating. | Installation of new LTCT meters with complete grouting, commissioning, supply of 8 Nos lugs and its crimping, energisation, communication of Meter and its allied accessories and seal installation with LTCT Meter box of all rating and Ensuring proper closure of notifications in Mobile App. | EA |  | 137 |  | 0 | 0 | 0 | 137 |  | 0 | 0 | 0 | 0
25 | LT CT /DT | LTCT Meter with box Removal - All Rating | Removal of any LTCT meters from site with de-energisation, Meter, modem and its allied accessories with meter box and Ensuring proper closure of notifications in Mobile App. | EA |  | 67 |  | 0 | 0 | 0 | 67 |  | 0 | 0 | 0 | 0
26 | LT CT/ DT | Meter Replacement - LTCT Meter Only | Removal of old meter and Replacement with new LTCT meter/ LTCT Smart meter of any rating without change in box ensuring proper closure of notification in MMG App. | EA |  | 34 |  | 0 | 0 | 0 | 34 |  | 0 | 0 | 0 | 0
27 | LTCT/DT | Installation of 4C*50/4C*95 sq mm armoured service cable, O/H or U/G (Length up to 30M) | Stringing, sagging of armoured service cable size 4CX 50 sq mm with length upto 30m including installation of saddle, fastener for support and connection at pole / LT network with thimble. (Saddles and Fastners are to be supplied by BA) and Ensuring proper closure of notifications in Mobile App. | EA |  | 26.8 |  | 0 | 0 | 0 | 26.8 |  | 0 | 0 | 0 | 0
28 | LTCT/DT | Installation of 4C*150 / 4C X 300 sq mm armoured service cable, O/H or U/G (Length up to 30M) | Stringing, sagging of armoured service cable size 4CX 95 sq mm / 4C X 150 sq mm with length upto 30m including installation of saddle, fastener for support and connection at pole / LT network with thimble. (Saddles and Fastners are to be supplied by BA) and Ensuring proper closure of notifications in Mobile App. | EA |  | 13.4 |  | 0 | 0 | 0 | 13.4 |  | 0 | 0 | 0 | 0
29 | LTCT/DT | Removal and dismentaling of 4C*50/4C*95 sq mm armoured power cable, O/H or U/G (Length up to 30M) | Removal and dismentaling of power cable of 4C*50/4C*95 sq mm armoured power cable, O/H or U/G (Length up to 30M) and keeping insafe custody to either re-use or return to scrap store / retun to consumer if it pertains to consumerand Ensuring proper closure of notifications in Mobile App. | EA |  | 13.4 |  | 0 | 0 | 0 | 13.4 |  | 0 | 0 | 0 | 0
30 | LTCT/DT | Removal and dismentaling of 4C*150 / 4C X 300 sq mm armoured power cable, O/H or U/G (Length up to 30M) | Removal and dismentaling of power cable of 4C*150 / 4C X 300 sq mm armoured power cable, O/H or U/G (Length up to 30M) and keeping insafe custody to either re-use or return to scrap store / retun to consumer if it pertains to consumer and Ensuring proper closure of notifications in Mobile App. | EA |  | 7 |  | 0 | 0 | 0 | 7 |  | 0 | 0 | 0 | 0
31 | LTCT/DT | Minor Fault rectification in CT Meter pertaining to termination/LT Cable. | Fault rectification includes termination (thimble / socket crimping, gland change, cable lead extention crimping and tightening) includes cable dressing/Minor reworking in CT Meter termination and Ensuring proper closure of notifications in Mobile App. | EA |  | 41 |  | 0 | 0 | 0 | 41 |  | 0 | 0 | 0 | 0
32 | HT | Meter Replacement - HT Meter Only | Removal of old meter and replacement of any HT Smart energy meter along with modem and its termination from Metering cubicle / CTPT unit ensuring proper closure of notifications in Mobile App. | EA |  | 35 |  | 0 | 0 | 0 | 35 |  | 0 | 0 | 0 | 0
33 | HT | Meter Installation - HT Meter Only | Installation of HT Smart energy meter along its termination in Metering cubicle / CTPT unit and Ensuring proper closure of notifications in Mobile App. | EA |  | 40 |  | 0 | 0 | 0 | 40 |  | 0 | 0 | 0 | 0
34 | HT | Meter Removal HT Meter Only | Removal of Utility owned removed HT energy meter from site and return of old removed utility owned meters to MMG store Ensuring proper closure of notifications in Mobile App. | EA |  | 17 |  | 0 | 0 | 0 | 17 |  | 0 | 0 | 0 | 0
35 | HT | CTPT Installation - 11KV | Installation, comissioning and energisation in all respect of 11 KV outdoor Metering CTPT unit including control cable laying at desired height with help of crane. This includes transportation from Store to Site upto 50Km and Ensuring proper closure of notifications in Mobile App. | EA |  | 10 |  | 0 | 0 | 0 | 10 |  | 0 | 0 | 0 | 0
36 | HT | CTPT Installation - 33KV | Installation, comissioning and energisation in all respect of 33 KV outdoor Metering CTPT unit including control cable laying at desired height with help of crane. This includes transportation from Store to Site upto 50Km and Ensuring proper closure of notifications in Mobile App. | EA |  | 7 |  | 0 | 0 | 0 | 7 |  | 0 | 0 | 0 | 0
37 | HT | CTPT Removal- 11KV / 33KV | De-energisation and complete Dismantling in all respect of HT metering out door CTPT unit with or without meter along with all accessories. This includes transportation of Removed Metering material is to be returned back to Warranty/Scrap store and Ensuring proper closure of notifications in Mobile App. | EA |  | 17 |  | 0 | 0 | 0 | 17 |  | 0 | 0 | 0 | 0
38 | HT | Replacement / Shifitng of control cable/ Control Cable Pipe for HTCT meters. | Replacement of control cable pipe , control cable and allied accessories including all connections with meter and Metering unit. This includes to & fro transportation, commissioning and energisation in all respect. This includes transportation from Store to Site upto 50Km and Ensuring proper closure of notifications in Mobile App. | EA |  | 17 |  | 0 | 0 | 0 | 17 |  | 0 | 0 | 0 | 0
39 | HT | Comissioning of 11 or 33 KV Metering Cubicle (Excluding Civil work) | Comissioning and energising of 11 or 33 KV Outdoor/ indoor metering cublicle along with all accessories in all respect. This includes transportation from store to site upto 50KM and Ensuring proper closure of notifications in Mobile App. | EA |  | 24 |  | 0 | 0 | 0 | 24 |  | 0 | 0 | 0 | 0
40 | HT | Removal of 11 or 33 KV Metering Cubicle | de-energisation and complete Dismantling in all respect of 11 or 33 KV Outdoor/ indoor burnt/ defective metering cublicle . This includes transportation from site to store upto 50KM and Ensuring proper closure of notifications in Mobile App. | EA |  | 5 |  | 0 | 0 | 0 | 5 |  | 0 | 0 | 0 | 0
41 | Protocol Punching | Punching of Protocols in SAP for activities not mapped in MMG App. | Complete updation and closure of notification in SAP. This includes only activities are not mapped in MMG App. | EA |  | 1042 |  | 0 | 0 | 0 | 938 |  | 0 | 0 | 0 | 0
42 | SP-Testing | Single Phase Meter Accuracy test at site with Accucheck | Single Phase Testing with RSS at site load condition of consumer. This includes proper verification of Meter body, all seals and replacement of seals along with PVR and updation in MMG App. | EA |  | 309 |  | 0 | 0 | 0 | 309 |  | 0 | 0 | 0 | 0
43 | PP - Testing | Three Phase Whole CurrentMeter Accuracy test at site with Accucheck | Three Phase WC meter Testing with RSS at site load condition of consumer. This includes proper verification of Meter body, all seals and replacement of seals along with PVR Ensuring proper closure of notifications in Mobile App. | EA |  | 198 |  | 0 | 0 | 0 | 198 |  | 0 | 0 | 0 | 0
44 | LTCT - Testing | LT CT Meter Accuracy test at site with Accucheck | LTCT Meter Testing with RSS at site load condition of consumer. This includes proper verification of Meter body, all seals and replacement of seals along with PVR Ensuring proper closure of notifications in Mobile App. | EA |  | 226 |  | 0 | 0 | 0 | 226 |  | 0 | 0 | 0 | 0
45 | HT CT Testing | Meter Accuracy test at site (HTCT) | HTCT Meter Testing with RSS at site load condition of consumer. This includes proper verification of Meter body, all seals and replacement of seals along with PVR Ensuring proper closure of notifications in Mobile App. | EA |  | 346 |  | 0 | 0 | 0 | 346 |  | 0 | 0 | 0 | 0
46 | HT CT Testing | CT PT unit Testing | Testing of 11 KV / 33 KV HT CT Metering unit/ Metering Cubicle of at various loads of consumer ensuring proper shutdown. This includes proper verification of Meter body, all seals and replacement of seals along with PVR Ensuring proper closure of notifications in Mobile App.. | EA |  | 104 |  | 0 | 0 | 0 | 104 |  | 0 | 0 | 0 | 0
47 | SP/PP/DT/LTCT/HT | Prefabricated GI Structure (Supply Item)/ kg | Prefabricated / GI structural angle/ channel/flats of different sizes, as per the site requirement | Kg |  | 210 |  | 0 | 0 | 0 | 210 |  | 0 | 0 | 0 | 0
48 | DD | Manual Meter Reading | Taking manual reading parameters from meter display, providing remarks with photographs where data can not be downloaded for reason not attributable to BA | EA |  | 52 |  | 0 | 0 | 0 | 52 |  | 0 | 0 | 0 | 0
49 | DD | Data downloading of meters | Data downloading of any meter through CMRI/ Mobile Application and submission to EIC | EA |  | 52 |  | 0 | 0 | 0 | 52 |  | 0 | 0 | 0 | 0
50 | FSE | FSE- New Connection / Pre-inspection / Attribute Change / Site Verification/ attending CR cases. | Site verification of New Connection / Pre-inspection / Attribute Change / attending CR cases and submission of SVR at respective division office Ensuring proper updatioin of notifications in Mobile App.. | EA |  | 1042 |  | 0 | 0 | 0 | 938 |  | 0 | 0 | 0 | 0
51 | SP | Mechanical meter replacement | This includes removal of old meters, installation of new meter with box, connection of I/C and O/G cable to meter terminal , communication checking and Ensuring proper closure of notifications in Mobile App. | EA |  | 17 |  | 0 | 0 | 0 | 0 |  | 0 | 0 | 0 | 0
52 | TS | NIC / Modem Troubleshooting with TAB/ Laptop / Anyother device | Successful TS of non communicating smart meters through replacement of NIC/SIM with accessories.Includes replacement of accessories required for establishing communication (e.g., SIM, NIC, etc). Ensuring proper closure of notifications in Mobile App & SAP by the KPO. This includs Checking and validating communication status through the designated mobile application. | EA |  | 1968 |  | 0 | 0 | 0 | 1968 |  | 0 | 0 | 0 | 0
53 | Incentive-LT | Theft referral incentive | Providing incentive of Rs 1000 for each theft reporting case in case of Single Phase Consumer. Incentive for theft reporting by BA employees for which case is booked by enforcement post reporting. These cases are to be reported in MMG App with proper proof and to be certified by EIC. | EA |  | 35 |  | 0 | 0 | 0 | 31 |  | 0 | 0 | 0 | 0
54 | Incentive-WC | Theft referral incentive | Providing incentive of Rs 5000 for each theft reporting case in case of Three Phase WC Consumer. Incentive for theft reporting by BA employees for which case is booked by enforcement post reporting. These cases are to be reported in MMG App with proper proof and to be certified by EIC. | EA |  | 21 |  | 0 | 0 | 0 | 14 |  | 0 | 0 | 0 | 0
55 | Incentive-CT | Theft referral incentive | Providing incentive of Rs 7000 for each theft reporting case in case of Three Phase LTCT/HT Consumer. Incentive for theft reporting by BA employees for which case is booked by enforcement post reporting. These cases are to be reported in MMG App with proper proof and to be certified by EIC. | EA |  | 3 |  | 0 | 0 | 0 | 3 |  | 0 | 0 | 0 | 0
56 | Incentive-App | Incentive for achieving >=99% usage of MMG app | Incentive for achieving >=99% usage of MMG app for all the type of metering activities enabled for application usage from site itself on same day. This excludes consumers not enabled in MMG app. | EA |  | 1 |  | 0 | 0 | 0 | 1 |  | 0 | 0 | 0 | 0
57 | Incentive-App | Incentive for achieving >=97% upto 99%usage usage of MMG app | Incentive for achieving >=97% upto 99%usage of MMG app for all the type of metering activities enabled for application usage from site itself on same day. This excludes consumers not enabled in MMG app. | EA |  | 1 |  | 0 | 0 | 0 | 1 |  | 0 | 0 | 0 | 0
58 | Incentive-App | Incentive for achieving >=95% upto 97% usage usage of MMG app | Incentive for achieving >=95% upto 97% usage of MMG app for all the type of metering activities enabled for application usage from site itself on same day. This excludes consumers not enabled in MMG app. | EA |  | 1 |  | 0 | 0 | 0 | 1 |  | 0 | 0 | 0 | 0
59 | Incentive-Comm | Incentive for >=99% communication. | Incentive for achieving >=99% communication for all category of consumer taken together based on MIS floated from MMG HO. | EA |  | 1 |  | 0 | 0 | 0 | 1 |  | 0 | 0 | 0 | 0
60 | Incentive-Comm | Incentive for >=99% communication. | Incentive for achieving >=97% upto 99% communication for all category based on MIS floated from MMG HO. | EA |  | 1 |  | 0 | 0 | 0 | 1 |  | 0 | 0 | 0 | 0
61 | Incentive-Comm | Incentive for >=99% communication. | Incentive for achieving >=96% upto 97% communication for all category based on MIS floated from MMG HO. | EA |  | 1 |  | 0 | 0 | 0 | 1 |  | 0 | 0 | 0 | 0
62 | Vehicle-Light | Transportation charges per KM beyond 50 KM for all metering materials for movement to site through LMV. | Rate for transportation for additional travel per Km beyond 50 KM for meter/ metering accessories where in light motor vehicle (Pickup/ TATA Magic/ Equivalent vehicle is required) from site to store. This is to be limited to 500 KM per month. Approval of HoD to be taken for addational KM. | Km |  | 6000 |  | 0 | 0 | 0 | 6000 |  | 0 | 0 | 0 | 0
63 | Vehicle-Heavy | Transportation charges per KM beyond 50 KM for all metering materials for movement to site through HMV. | Rate for transportation for additional travel per Km beyond 50 KM for meter/ metering accessories where in Heavy motor vehicle is required from site to store. This is to be limited to 300 KM per month. Approval of HoD to be taken for addational KM. | Km |  | 3600 |  | 0 | 0 | 0 | 3600 |  | 0 | 0 | 0 | 0
64 | Vehicle | Vehicle for site verification, safety and quality inspection by single phase and three phase team | One vehicle ( Preferbly Non A/C Bolero) at each MMG-Division will be provided by concerned BA along with driver on fixed term on monthly basis which for site verification, safety and quality inspection by single phase and three phase team. This will be limiting to 3000 Km per month. | EA |  | 1 |  | 0 | 0 | 0 | 1 |  | 0 | 0 | 0 | 0
65 | Vehicle-BBSR Lab | Vehicle for meter to and from movement from store to BBSR Lab and return. | Vehicle (Mini Truck/ Pickup/ TATA Magic) for material inspection at MMG lab. This includes per trip to and fro movement of material from store ( Choudwar Store) to MMG lab at Cuttack and return. | EA |  | 24 |  | 0 | 0 | 0 | 24 |  | 0 | 0 | 0 | 0
66 | Vehicle-CTC Lab | Vehicle for meter to and from movement from store to CTC Lab and return. | Vehicle (Mini Truck/ Pickup/ TATA Magic) for material inspection at MMG lab. This includes per trip to and fro movement of material from store ( Bhubaneswar Store) to MMG lab at Bhubaneswar and return. | EA |  |  |  | 0 | 0 | 0 |  |  | 0 | 0 | 0 | 0
67 | Vehicle- Light | Vehicle for material transporting from Central Store to MMG division per trip. | Vehicle (Mini Truck/ Pickup/ TATA Magic) for material transporting from Central Store to MMG division. This includes loading, unloading & transportaion from Central Store to MMG division store. This can be claimed by BA limiting twice per month. | EA |  | 24 |  | 0 | 0 | 0 | 24 |  | 0 | 0 | 0 | 0
68 | Vehicle- Heavy | Vehicle for material transporting from Central Store to MMG division per trip. | Vehicle ((Mini Truck/ Pickup/ TATA Magic) for material transporting from Central Store to MMG division. This includes loading, unloading & transportaion from Central Store to MMG division store. This can be claimed by BA limiting once per month. | EA |  | 12 |  | 0 | 0 | 0 | 12 |  | 0 | 0 | 0 | 0
69 | Safety officer | Safety officer one per Division | Diploma in Electrical Safety with two years of expriences. Safety office shall be posted at division level and report to EIC and shall be responsible for safety related to safety at respective divisions. | EA |  | 1 |  | 0 | 0 | 0 | 1 |  | 0 | 0 | 0 | 0
70 | Circle Coordinator | Circle Coordinator | Any Graduate with three years experience (conversant with excel sheet & should be able to prepare reports & do quality. 1no. Each attached to MRT HODs posted at BBSR, Cuttack, Khurda, Dhenkanal, Paradip- 5nos to carryout different MMG activity at circle level. | EA |  | 1 |  | 0 | 0 | 0 | 1 |  | 0 | 0 | 0 | 0
71 | Divisional Coordinator | Divisional Coordinator | Graduate (conversant with excel sheet & should be able to prepare reports & do quality ). 1 for each Division reporting to HoG-3 Phase/ TL to assist them with day to day activity of MMG at Division level. | EA |  | 1 |  | 0 | 0 | 0 | 1 |  | 0 | 0 | 0 | 0
72 | Lineman | Addational Lineman for three phase team | ITI (Electrical), having ELBO-HT/MV license as per working voltage and preferably 2 years of relevant experience. Additional lineman with MV license may be provided to existing team on the authorization of HoD- 3 Phase as per site requirement and to be claimed as separate line item. Ref Clause- 5.2 (b) of Tender. | EA |  | 1 |  | 0 | 0 | 0 | 1 |  | 0 | 0 | 0 | 0
73 | Helper | Addational Helper for 3 Phase team and at MMG lab | 10th pass minimum . Additional helper may be provided to existing team on the authorization of HoD- 3 Phase as per site requirement and at Lab, Bhubaneswar (3) and cuttack(2). Same to be claimed as separate line item. Ref Clause- 5.2 (c) of Tender. | EA |  | 4 |  | 0 | 0 | 0 | 4 |  | 0 | 0 | 0 | 0
74 | Technician | Lab Technician | ITI (Electrical), with two years relevant experience.To be posted at Lab, Bhubaneswar (3) and cuttack(2) | EA |  | 3 |  | 0 | 0 | 0 | 3 |  | 0 | 0 | 0 | 0
Total All inlc value | [9 empty] | 0 |  |  |  |  | 0 | 0

## BCDD-2
Schedule of items BCCD2
[7 empty] | Prices for Year 1 |  |  |  | Prices for Year 2 |  |  |  |  | Grand Total
Sr. No. | Activity Type | Item Short Description | Long Service Description | UOM | SAC CODE | Qty | Unit Rate (Rs.) | Appl. Taxes & Duties | All Inclusive Unit Rate (Rs.) | Total All Inclusive Value for Year-1 (Rs.) | Quantity | Unit Rate (Rs.) | Appl. Taxes & Duties | All Inclusive Unit Rate (Rs.) | Total All Inclusive Value for Year-2 (Rs.) | Prices for Year 1 + Year 2 (Rs. )
[6 empty] | A | B | C | D = B + C | E = A x D | F | G | H | I = G + H | J = F x I | K = E + J
1 | SP | Meter Replacement - SP | Removal of old meter, Installation of 1 phase energy meter with / without meter box in existing meter box / Panel with cable gland, M-seal along with accessories. This includes connection of I/C and O/G cable to meter terminal and Ensuring proper closure of notifications in Mobile App. This includes transportation of removed materials to MMG store. Transportation cost of utility owned meters to Central store will be claimed in separate line item. | EA |  | 15812 |  | 0 | 0 | 0 | 11289 |  | 0 | 0 | 0 | 0
2 | SP | Meter Shifting - SP | Shifting of existing Meters from one place to other within same premises preferably to outside and Ensuring proper closure of notifications in Mobile App. This excludes cable replcement | EA |  | 2000 |  | 0 | 0 | 0 | 2000 |  | 0 | 0 | 0 | 0
3 | SP | Meter Installation- SP Solar Generation | Installation of 1 phase energy meter for Solar Generation with with cable gland, M-seal along with accessories and Ensuring proper closure of notifications in Mobile App.. This includes connection of O/G cable of consumer to the meter terminal. | EA |  | 3000 |  | 0 | 0 | 0 | 3000 |  | 0 | 0 | 0 | 0
4 | SP | Meter Installation- SP NSC with Cable | Providing NSC with Meter and cable upto 2C * 10 sq mm Cable Installation providing 'O' shaped quick link, Jublee Clips / Wall corner Clamp and piercing connectors where connection is to be given in AB cable and Ensuring proper closure of notifications in Mobile App. | Ea |  | 10712 |  | 0 | 0 | 0 | 10712 |  | 0 | 0 | 0 | 0
5 | SP | Meter Installation- SP NSC without Cable | Providing NSC meter with / without meter box in existing meter box / Panel with cable gland, M-seal along with accessories providing 'O' shapped quick link, Jublee Clips / Wall corner Clamp and piercing connectors. This includes connection of I/C and O/G cable to meter terminal and Ensuring proper closure of notifications in Mobile App.. | EA |  | 2678 |  | 0 | 0 | 0 | 2678 |  | 0 | 0 | 0 | 0
6 | SP | Meter Removal SP-PDC | Permanent disconnection of SP consumer with removal of utility/ consumer owned meter with box and Ensuring proper closure of notifications in Mobile App. This includes transportation of removed materials to MMG store. Transportation cost of utility owned meters to Central store will be claimed in separate line item. | EA |  | 4250 |  | 0 | 0 | 0 | 4250 |  | 0 | 0 | 0 | 0
7 | SP | Cable Replacement- SP upto 2CX 10 sq mm | Stringing of armoured service cable upto 2CX 10 sq mm with length upto 30 m including installation of saddle, fastener for support and connection at pole / LT network with thimble / AB piercing connectors of required size and Ensuring proper closure of notifications in Mobile App. This will include supply and installation of 'O' shapped quick link, Jublee Clips / Wall corner Clamp and piercing connectors where connection is to be given in AB cable. This cost includes removal of old cable and keeping insafe custody to either re-use or return to scrap store / retun to consumer if it pertains to consumer . | EA |  | 4760 |  | 0 | 0 | 0 | 4760 |  | 0 | 0 | 0 | 0
8 | SP | Service Cable Removal -SP -PDC upto 2CX 10 sq mm | Removal of service cable of any size used for single Phase connections for permanent disconnection from pole/ LT Network and keeping insafe custody to either re-use or return to scrap store / retun to consumer if it pertains to consumer and Ensuring proper closure of notifications in Mobile App. | EA |  | 4740 |  | 0 | 0 | 0 | 3390 |  | 0 | 0 | 0 | 0
9 | SP / PP | Installation of LT Service/ Distribution Box Installation | Installation of LT Service/ Distribution Box Installation on pole along with supply of fastners / on pole with steel strap and buckles / piercing connect where LT mains in ABC at standard height. This will include supply and installation of 'O' shapped quick link, Jublee Clips / Wall corner Clamp and piercing connectors and other accessories and Ensuring proper closure of notifications in Mobile App. | EA |  | 8570 |  | 0 | 0 | 0 | 8570 |  | 0 | 0 | 0 | 0
10 | SP / PP | Removal of LT Service/ Distribution Box Installation | Removal of any type of bus bar box / distribution box from wall / from pole along with steel strap and buckles.This will include keeping insafe custody to either re-use or return to scrap store and updation in MMG App. | EA |  | 860 |  | 0 | 0 | 0 | 860 |  | 0 | 0 | 0 | 0
11 | SP | Meter transport - SP | Transport of meter to warranty/ Scrap store after devaluation of any single phase meter with / without meter box in case of permanent DC and replacement of Utility owned meters. | EA |  | 7906 |  | 0 | 0 | 0 | 5645 |  | 0 | 0 | 0 | 0
12 | PP | Meter Replacement - PP | Installation of 3 phase WC energy meter with / without meter box in existing meter box / Panel with cable gland, M-seal along with accessories. This includes connection of I/C and O/G cable to meter terminal and removal of old meters along with updation in MMG App. This includes transportation of removed materials to MMG store. Transportation cost of utility owned meters to Central store will be claimed in separate line item. | EA |  | 13255 |  | 0 | 0 | 0 | 5540 |  | 0 | 0 | 0 | 0
13 | PP | Meter Shifting - PP | Shifting of existing Meters from one place to other within same premises preferably to outside and Ensuring proper closure of notifications in Mobile App.. This excludes cable replcement | EA |  | 3140 |  | 0 | 0 | 0 | 3140 |  | 0 | 0 | 0 | 0
14 | PP | Meter Installation- PP Solar Generation | Installation of 3 phase WC energy meter for Solar Generation with with cable gland, M-seal along with accessories and Ensuring proper closure of notifications in Mobile App. This includes connection of O/G cable of consumer to the meter terminal. | EA |  | 231 |  | 0 | 0 | 0 | 231 |  | 0 | 0 | 0 | 0
15 | PP | Meter Installation- PP NSC with Cable | Providing NSC with Meter and cable upto 4C * 25 sq mm Cable Installation andand Ensuring proper closure of notifications in Mobile App. This includes providing 'O' shapped quick link, Jublee Clips / Wall corner Clamp and piercing connectors where connection is to be given in AB cable. | EA |  | 1846.4 |  | 0 | 0 | 0 | 1846.4 |  | 0 | 0 | 0 | 0
16 | PP | Meter Installation- PP NSC without Cable | Providing NSC meter with / without meter box in existing meter box / Panel with cable gland, M-seal along with accessories and Ensuring proper closure of notifications in Mobile App. This includes providing 'O' shapped quick link, Jublee Clips / Wall corner Clamp and piercing connectors. This includes connection of I/C and O/G cable to meter terminal. | EA |  | 461.6 |  | 0 | 0 | 0 | 461.6 |  | 0 | 0 | 0 | 0
17 | PP | Meter transport- PP | Transport of meter to warranty/ Scrap store preparing proper devaluation of any three phase meter with / without meter box in case of permanent DC and replacement of Utility owned meters. | EA |  | 13486 |  | 0 | 0 | 0 | 5771 |  | 0 | 0 | 0 | 0
18 | PP | Meter Removal PP-PDC | Permanent disconnection of 3 Phase WC consumer with removal of utility/ consumer owned meter with box and Ensuring proper closure of notifications in Mobile App. This includes transportation of removed materials to MMG store. Transportation cost of utility owned meters to Central store will be claimed in separate line item. | EA |  | 231 |  | 0 | 0 | 0 | 231 |  | 0 | 0 | 0 | 0
19 | PP | Cable Replacement- PP upto 4CX 35 sq mm | Removal of old cable of any size, stringing of new armoured service cable upto 4CX 35 sq mm with length upto 30 m including installation of saddle, fastener for support and connection at pole / LT network with thimble / AB piercing connectors of required size and Ensuring proper closure of notifications in Mobile App. This will include supply and installation of 'O' shapped quick link, Jublee Clips / Wall corner Clamp and piercing connectors where connection is to be given in AB cable. This cost includes removal of old cable and keeping insafe custody to either re-use or return to scrap store / retun to consumer if it pertains to consumerand updation in MMG App. | EA |  | 3371 |  | 0 | 0 | 0 | 3371 |  | 0 | 0 | 0 | 0
20 | PP | Service Cable Removal of upto 4CX35 sqmm cable | Removal of service cable upto 4C X 35 sq mm size for DC/PDC consumer used for Poly Phase Whole Current connections from pole/ LT Network and Ensuring proper closure of notifications in Mobile App. This includes returing it back to scrap store if not utilised again . | EA |  | 231 |  | 0 | 0 | 0 | 231 |  | 0 | 0 | 0 | 0
21 | DT | Smart DT Meter installation along with Meter Box and connection for CT / PT (For energy auditing of DTs) | Installation of Smart DT meters along with ring type CTs of various ratings, Meter Box, and associated accessories on LT side of transformers and Ensuring proper closure of notifications in Mobile App. This activity excludes handling work at tranformer LT side. | EA |  | 210 |  | 0 | 0 | 0 | 210 |  | 0 | 0 | 0 | 0
22 | DT | Smart DT Meter removal along with Meter Box and connection for CT / PT (For energy auditing of DTs) | Removal of Smart DT meters along with ring type CTs of various ratings, Meter Box, and associated accessories on LT side of transformers and return to Store Ensuring proper closure of notifications in Mobile App.. | EA |  | 21 |  | 0 | 0 | 0 | 21 |  | 0 | 0 | 0 | 0
23 | DT | Smart DT Meter installation without Meter Box and connection for CT / PT (For energy auditing of DTs) | Installation of Smart DT meters of all ratings,inside existing panel with accessories and Ensuring proper closure of notifications in Mobile App.. | EA |  | 42 |  | 0 | 0 | 0 | 42 |  | 0 | 0 | 0 | 0
24 | LT CT /DT | LTCT Meter with box Installation - All rating. | Installation of new LTCT meters with complete grouting, commissioning, supply of 8 Nos lugs and its crimping, energisation, communication of Meter and its allied accessories and seal installation with LTCT Meter box of all rating and Ensuring proper closure of notifications in Mobile App. | EA |  | 355 |  | 0 | 0 | 0 | 355 |  | 0 | 0 | 0 | 0
25 | LT CT /DT | LTCT Meter with box Removal - All Rating | Removal of any LTCT meters from site with de-energisation, Meter, modem and its allied accessories with meter box and Ensuring proper closure of notifications in Mobile App. | EA |  | 225 |  | 0 | 0 | 0 | 225 |  | 0 | 0 | 0 | 0
26 | LT CT/ DT | Meter Replacement - LTCT Meter Only | Removal of old meter and Replacement with new LTCT meter/ LTCT Smart meter of any rating without change in box ensuring proper closure of notification in MMG App. | EA |  | 113 |  | 0 | 0 | 0 | 113 |  | 0 | 0 | 0 | 0
27 | LTCT/DT | Installation of 4C*50/4C*95 sq mm armoured service cable, O/H or U/G (Length up to 30M) | Stringing, sagging of armoured service cable size 4CX 50 sq mm with length upto 30m including installation of saddle, fastener for support and connection at pole / LT network with thimble. (Saddles and Fastners are to be supplied by BA) and Ensuring proper closure of notifications in Mobile App. | EA |  | 90 |  | 0 | 0 | 0 | 90 |  | 0 | 0 | 0 | 0
28 | LTCT/DT | Installation of 4C*150 / 4C X 300 sq mm armoured service cable, O/H or U/G (Length up to 30M) | Stringing, sagging of armoured service cable size 4CX 95 sq mm / 4C X 150 sq mm with length upto 30m including installation of saddle, fastener for support and connection at pole / LT network with thimble. (Saddles and Fastners are to be supplied by BA) and Ensuring proper closure of notifications in Mobile App. | EA |  | 45 |  | 0 | 0 | 0 | 45 |  | 0 | 0 | 0 | 0
29 | LTCT/DT | Removal and dismentaling of 4C*50/4C*95 sq mm armoured power cable, O/H or U/G (Length up to 30M) | Removal and dismentaling of power cable of 4C*50/4C*95 sq mm armoured power cable, O/H or U/G (Length up to 30M) and keeping insafe custody to either re-use or return to scrap store / retun to consumer if it pertains to consumerand Ensuring proper closure of notifications in Mobile App. | EA |  | 45 |  | 0 | 0 | 0 | 45 |  | 0 | 0 | 0 | 0
30 | LTCT/DT | Removal and dismentaling of 4C*150 / 4C X 300 sq mm armoured power cable, O/H or U/G (Length up to 30M) | Removal and dismentaling of power cable of 4C*150 / 4C X 300 sq mm armoured power cable, O/H or U/G (Length up to 30M) and keeping insafe custody to either re-use or return to scrap store / retun to consumer if it pertains to consumer and Ensuring proper closure of notifications in Mobile App. | EA |  | 23 |  | 0 | 0 | 0 | 23 |  | 0 | 0 | 0 | 0
31 | LTCT/DT | Minor Fault rectification in CT Meter pertaining to termination/LT Cable. | Fault rectification includes termination (thimble / socket crimping, gland change, cable lead extention crimping and tightening) includes cable dressing/Minor reworking in CT Meter termination and Ensuring proper closure of notifications in Mobile App. | EA |  | 107 |  | 0 | 0 | 0 | 107 |  | 0 | 0 | 0 | 0
32 | HT | Meter Replacement - HT Meter Only | Removal of old meter and replacement of any HT Smart energy meter along with modem and its termination from Metering cubicle / CTPT unit ensuring proper closure of notifications in Mobile App. | EA |  | 64 |  | 0 | 0 | 0 | 64 |  | 0 | 0 | 0 | 0
33 | HT | Meter Installation - HT Meter Only | Installation of HT Smart energy meter along its termination in Metering cubicle / CTPT unit and Ensuring proper closure of notifications in Mobile App. | EA |  | 70 |  | 0 | 0 | 0 | 70 |  | 0 | 0 | 0 | 0
34 | HT | Meter Removal HT Meter Only | Removal of Utility owned removed HT energy meter from site and return of old removed utility owned meters to MMG store Ensuring proper closure of notifications in Mobile App. | EA |  | 32 |  | 0 | 0 | 0 | 32 |  | 0 | 0 | 0 | 0
35 | HT | CTPT Installation - 11KV | Installation, comissioning and energisation in all respect of 11 KV outdoor Metering CTPT unit including control cable laying at desired height with help of crane. This includes transportation from Store to Site upto 50Km and Ensuring proper closure of notifications in Mobile App. | EA |  | 19 |  | 0 | 0 | 0 | 19 |  | 0 | 0 | 0 | 0
36 | HT | CTPT Installation - 33KV | Installation, comissioning and energisation in all respect of 33 KV outdoor Metering CTPT unit including control cable laying at desired height with help of crane. This includes transportation from Store to Site upto 50Km and Ensuring proper closure of notifications in Mobile App. | EA |  | 13 |  | 0 | 0 | 0 | 13 |  | 0 | 0 | 0 | 0
37 | HT | CTPT Removal- 11KV / 33KV | De-energisation and complete Dismantling in all respect of HT metering out door CTPT unit with or without meter along with all accessories. This includes transportation of Removed Metering material is to be returned back to Warranty/Scrap store and Ensuring proper closure of notifications in Mobile App. | EA |  | 32 |  | 0 | 0 | 0 | 32 |  | 0 | 0 | 0 | 0
38 | HT | Replacement / Shifitng of control cable/ Control Cable Pipe for HTCT meters. | Replacement of control cable pipe , control cable and allied accessories including all connections with meter and Metering unit. This includes to & fro transportation, commissioning and energisation in all respect. This includes transportation from Store to Site upto 50Km and Ensuring proper closure of notifications in Mobile App. | EA |  | 32 |  | 0 | 0 | 0 | 32 |  | 0 | 0 | 0 | 0
39 | HT | Comissioning of 11 or 33 KV Metering Cubicle (Excluding Civil work) | Comissioning and energising of 11 or 33 KV Outdoor/ indoor metering cublicle along with all accessories in all respect. This includes transportation from store to site upto 50KM and Ensuring proper closure of notifications in Mobile App. | EA |  | 42 |  | 0 | 0 | 0 | 42 |  | 0 | 0 | 0 | 0
40 | HT | Removal of 11 or 33 KV Metering Cubicle | de-energisation and complete Dismantling in all respect of 11 or 33 KV Outdoor/ indoor burnt/ defective metering cublicle . This includes transportation from site to store upto 50KM and Ensuring proper closure of notifications in Mobile App. | EA |  | 8 |  | 0 | 0 | 0 | 8 |  | 0 | 0 | 0 | 0
41 | Protocol Punching | Punching of Protocols in SAP for activities not mapped in MMG App. | Complete updation and closure of notification in SAP. This includes only activities are not mapped in MMG App. | EA |  | 2372 |  | 0 | 0 | 0 | 1693 |  | 0 | 0 | 0 | 0
42 | SP-Testing | Single Phase Meter Accuracy test at site with Accucheck | Single Phase Testing with RSS at site load condition of consumer. This includes proper verification of Meter body, all seals and replacement of seals along with PVR and updation in MMG App. | EA |  | 2142 |  | 0 | 0 | 0 | 2142 |  | 0 | 0 | 0 | 0
43 | PP - Testing | Three Phase Whole CurrentMeter Accuracy test at site with Accucheck | Three Phase WC meter Testing with RSS at site load condition of consumer. This includes proper verification of Meter body, all seals and replacement of seals along with PVR Ensuring proper closure of notifications in Mobile App. | EA |  | 702 |  | 0 | 0 | 0 | 702 |  | 0 | 0 | 0 | 0
44 | LTCT - Testing | LT CT Meter Accuracy test at site with Accucheck | LTCT Meter Testing with RSS at site load condition of consumer. This includes proper verification of Meter body, all seals and replacement of seals along with PVR Ensuring proper closure of notifications in Mobile App. | EA |  | 439 |  | 0 | 0 | 0 | 439 |  | 0 | 0 | 0 | 0
45 | HT CT Testing | Meter Accuracy test at site (HTCT) | HTCT Meter Testing with RSS at site load condition of consumer. This includes proper verification of Meter body, all seals and replacement of seals along with PVR Ensuring proper closure of notifications in Mobile App. | EA |  | 637 |  | 0 | 0 | 0 | 637 |  | 0 | 0 | 0 | 0
46 | HT CT Testing | CT PT unit Testing | Testing of 11 KV / 33 KV HT CT Metering unit/ Metering Cubicle of at various loads of consumer ensuring proper shutdown. This includes proper verification of Meter body, all seals and replacement of seals along with PVR Ensuring proper closure of notifications in Mobile App.. | EA |  | 191 |  | 0 | 0 | 0 | 191 |  | 0 | 0 | 0 | 0
47 | SP/PP/DT/LTCT/HT | Prefabricated GI Structure (Supply Item)/ kg | Prefabricated / GI structural angle/ channel/flats of different sizes, as per the site requirement | Kg |  | 1470 |  | 0 | 0 | 0 | 1470 |  | 0 | 0 | 0 | 0
48 | DD | Manual Meter Reading | Taking manual reading parameters from meter display, providing remarks with photographs where data can not be downloaded for reason not attributable to BA | EA |  | 151 |  | 0 | 0 | 0 | 151 |  | 0 | 0 | 0 | 0
49 | DD | Data downloading of meters | Data downloading of any meter through CMRI/ Mobile Application and submission to EIC | EA |  | 151 |  | 0 | 0 | 0 | 151 |  | 0 | 0 | 0 | 0
50 | FSE | FSE- New Connection / Pre-inspection / Attribute Change / Site Verification/ attending CR cases. | Site verification of New Connection / Pre-inspection / Attribute Change / attending CR cases and submission of SVR at respective division office Ensuring proper updatioin of notifications in Mobile App.. | EA |  | 2372 |  | 0 | 0 | 0 | 1693 |  | 0 | 0 | 0 | 0
51 | SP | Mechanical meter replacement | This includes removal of old meters, installation of new meter with box, connection of I/C and O/G cable to meter terminal , communication checking and Ensuring proper closure of notifications in Mobile App. | EA |  | 1269 |  | 0 | 0 | 0 | 317 |  | 0 | 0 | 0 | 0
52 | TS | NIC / Modem Troubleshooting with TAB/ Laptop / Anyother device | Successful TS of non communicating smart meters through replacement of NIC/SIM with accessories.Includes replacement of accessories required for establishing communication (e.g., SIM, NIC, etc). Ensuring proper closure of notifications in Mobile App & SAP by the KPO. This includs Checking and validating communication status through the designated mobile application. | EA |  | 19884 |  | 0 | 0 | 0 | 19884 |  | 0 | 0 | 0 | 0
53 | Incentive-LT | Theft referral incentive | Providing incentive of Rs 1000 for each theft reporting case in case of Single Phase Consumer. Incentive for theft reporting by BA employees for which case is booked by enforcement post reporting. These cases are to be reported in MMG App with proper proof and to be certified by EIC. | EA |  | 79 |  | 0 | 0 | 0 | 56 |  | 0 | 0 | 0 | 0
54 | Incentive-WC | Theft referral incentive | Providing incentive of Rs 5000 for each theft reporting case in case of Three Phase WC Consumer. Incentive for theft reporting by BA employees for which case is booked by enforcement post reporting. These cases are to be reported in MMG App with proper proof and to be certified by EIC. | EA |  | 133 |  | 0 | 0 | 0 | 55 |  | 0 | 0 | 0 | 0
55 | Incentive-CT | Theft referral incentive | Providing incentive of Rs 7000 for each theft reporting case in case of Three Phase LTCT/HT Consumer. Incentive for theft reporting by BA employees for which case is booked by enforcement post reporting. These cases are to be reported in MMG App with proper proof and to be certified by EIC. | EA |  | 6 |  | 0 | 0 | 0 | 6 |  | 0 | 0 | 0 | 0
56 | Incentive-App | Incentive for achieving >=99% usage of MMG app | Incentive for achieving >=99% usage of MMG app for all the type of metering activities enabled for application usage from site itself on same day. This excludes consumers not enabled in MMG app. | EA |  | 1 |  | 0 | 0 | 0 | 1 |  | 0 | 0 | 0 | 0
57 | Incentive-App | Incentive for achieving >=97% upto 99%usage usage of MMG app | Incentive for achieving >=97% upto 99%usage of MMG app for all the type of metering activities enabled for application usage from site itself on same day. This excludes consumers not enabled in MMG app. | EA |  | 1 |  | 0 | 0 | 0 | 1 |  | 0 | 0 | 0 | 0
58 | Incentive-App | Incentive for achieving >=95% upto 97% usage usage of MMG app | Incentive for achieving >=95% upto 97% usage of MMG app for all the type of metering activities enabled for application usage from site itself on same day. This excludes consumers not enabled in MMG app. | EA |  | 1 |  | 0 | 0 | 0 | 1 |  | 0 | 0 | 0 | 0
59 | Incentive-Comm | Incentive for >=99% communication. | Incentive for achieving >=99% communication for all category of consumer taken together based on MIS floated from MMG HO. | EA |  | 1 |  | 0 | 0 | 0 | 1 |  | 0 | 0 | 0 | 0
60 | Incentive-Comm | Incentive for >=99% communication. | Incentive for achieving >=97% upto 99% communication for all category based on MIS floated from MMG HO. | EA |  | 1 |  | 0 | 0 | 0 | 1 |  | 0 | 0 | 0 | 0
61 | Incentive-Comm | Incentive for >=99% communication. | Incentive for achieving >=96% upto 97% communication for all category based on MIS floated from MMG HO. | EA |  | 1 |  | 0 | 0 | 0 | 1 |  | 0 | 0 | 0 | 0
62 | Vehicle-Light | Transportation charges per KM beyond 50 KM for all metering materials for movement to site through LMV. | Rate for transportation for additional travel per Km beyond 50 KM for meter/ metering accessories where in light motor vehicle (Pickup/ TATA Magic/ Equivalent vehicle is required) from site to store. This is to be limited to 500 KM per month. Approval of HoD to be taken for addational KM. | Km |  | 6000 |  | 0 | 0 | 0 | 6000 |  | 0 | 0 | 0 | 0
63 | Vehicle-Heavy | Transportation charges per KM beyond 50 KM for all metering materials for movement to site through HMV. | Rate for transportation for additional travel per Km beyond 50 KM for meter/ metering accessories where in Heavy motor vehicle is required from site to store. This is to be limited to 300 KM per month. Approval of HoD to be taken for addational KM. | Km |  | 3600 |  | 0 | 0 | 0 | 3600 |  | 0 | 0 | 0 | 0
64 | Vehicle | Vehicle for site verification, safety and quality inspection by single phase and three phase team | One vehicle ( Preferbly Non A/C Bolero) at each MMG-Division will be provided by concerned BA along with driver on fixed term on monthly basis which for site verification, safety and quality inspection by single phase and three phase team. This will be limiting to 3000 Km per month. | EA |  | 1 |  | 0 | 0 | 0 | 1 |  | 0 | 0 | 0 | 0
65 | Vehicle-BBSR Lab | Vehicle for meter to and from movement from store to BBSR Lab and return. | Vehicle (Mini Truck/ Pickup/ TATA Magic) for material inspection at MMG lab. This includes per trip to and fro movement of material from store ( Choudwar Store) to MMG lab at Cuttack and return. | EA |  |  |  | 0 | 0 | 0 |  |  | 0 | 0 | 0 | 0
66 | Vehicle-CTC Lab | Vehicle for meter to and from movement from store to CTC Lab and return. | Vehicle (Mini Truck/ Pickup/ TATA Magic) for material inspection at MMG lab. This includes per trip to and fro movement of material from store ( Bhubaneswar Store) to MMG lab at Bhubaneswar and return. | EA |  |  |  | 0 | 0 | 0 |  |  | 0 | 0 | 0 | 0
67 | Vehicle- Light | Vehicle for material transporting from Central Store to MMG division per trip. | Vehicle (Mini Truck/ Pickup/ TATA Magic) for material transporting from Central Store to MMG division. This includes loading, unloading & transportaion from Central Store to MMG division store. This can be claimed by BA limiting twice per month. | EA |  | 24 |  | 0 | 0 | 0 | 24 |  | 0 | 0 | 0 | 0
68 | Vehicle- Heavy | Vehicle for material transporting from Central Store to MMG division per trip. | Vehicle ((Mini Truck/ Pickup/ TATA Magic) for material transporting from Central Store to MMG division. This includes loading, unloading & transportaion from Central Store to MMG division store. This can be claimed by BA limiting once per month. | EA |  | 12 |  | 0 | 0 | 0 | 12 |  | 0 | 0 | 0 | 0
69 | Safety officer | Safety officer one per Division | Diploma in Electrical Safety with two years of expriences. Safety office shall be posted at division level and report to EIC and shall be responsible for safety related to safety at respective divisions. | EA |  | 1 |  | 0 | 0 | 0 | 1 |  | 0 | 0 | 0 | 0
70 | Circle Coordinator | Circle Coordinator | Any Graduate with three years experience (conversant with excel sheet & should be able to prepare reports & do quality. 1no. Each attached to MRT HODs posted at BBSR, Cuttack, Khurda, Dhenkanal, Paradip- 5nos to carryout different MMG activity at circle level. | EA |  | 1 |  | 0 | 0 | 0 | 1 |  | 0 | 0 | 0 | 0
71 | Divisional Coordinator | Divisional Coordinator | Graduate (conversant with excel sheet & should be able to prepare reports & do quality ). 1 for each Division reporting to HoG-3 Phase/ TL to assist them with day to day activity of MMG at Division level. | EA |  | 1 |  | 0 | 0 | 0 | 1 |  | 0 | 0 | 0 | 0
72 | Lineman | Addational Lineman for three phase team | ITI (Electrical), having ELBO-HT/MV license as per working voltage and preferably 2 years of relevant experience. Additional lineman with MV license may be provided to existing team on the authorization of HoD- 3 Phase as per site requirement and to be claimed as separate line item. Ref Clause- 5.2 (b) of Tender. | EA |  | 1 |  | 0 | 0 | 0 | 1 |  | 0 | 0 | 0 | 0
73 | Helper | Addational Helper for 3 Phase team and at MMG lab | 10th pass minimum . Additional helper may be provided to existing team on the authorization of HoD- 3 Phase as per site requirement and at Lab, Bhubaneswar (3) and cuttack(2). Same to be claimed as separate line item. Ref Clause- 5.2 (c) of Tender. | EA |  | 1 |  | 0 | 0 | 0 | 1 |  | 0 | 0 | 0 | 0
74 | Technician | Lab Technician | ITI (Electrical), with two years relevant experience.To be posted at Lab, Bhubaneswar (3) and cuttack(2) | EA |  |  |  | 0 | 0 | 0 |  |  | 0 | 0 | 0 | 0
Total All inlc value | [9 empty] | 0 |  |  |  |  | 0 | 0

## BED
Schedule of items BED
[7 empty] | Prices for Year 1 |  |  |  | Prices for Year 2 |  |  |  |  | Grand Total
Sr. No. | Activity Type | Item Short Description | Long Service Description | UOM | SAC CODE | Qty | Unit Rate (Rs.) | Appl. Taxes & Duties | All Inclusive Unit Rate (Rs.) | Total All Inclusive Value for Year-1 (Rs.) | Quantity | Unit Rate (Rs.) | Appl. Taxes & Duties | All Inclusive Unit Rate (Rs.) | Total All Inclusive Value for Year-2 (Rs.) | Prices for Year 1 + Year 2 (Rs. )
[6 empty] | A | B | C | D = B + C | E = A x D | F | G | H | I = G + H | J = F x I | K = E + J
1 | SP | Meter Replacement - SP | Removal of old meter, Installation of 1 phase energy meter with / without meter box in existing meter box / Panel with cable gland, M-seal along with accessories. This includes connection of I/C and O/G cable to meter terminal and Ensuring proper closure of notifications in Mobile App. This includes transportation of removed materials to MMG store. Transportation cost of utility owned meters to Central store will be claimed in separate line item. | EA |  | 13076 |  | 0 | 0 | 0 | 12729 |  | 0 | 0 | 0 | 0
2 | SP | Meter Shifting - SP | Shifting of existing Meters from one place to other within same premises preferably to outside and Ensuring proper closure of notifications in Mobile App. This excludes cable replcement | EA |  | 2320 |  | 0 | 0 | 0 | 2320 |  | 0 | 0 | 0 | 0
3 | SP | Meter Installation- SP Solar Generation | Installation of 1 phase energy meter for Solar Generation with with cable gland, M-seal along with accessories and Ensuring proper closure of notifications in Mobile App.. This includes connection of O/G cable of consumer to the meter terminal. | EA |  | 2260 |  | 0 | 0 | 0 | 2260 |  | 0 | 0 | 0 | 0
4 | SP | Meter Installation- SP NSC with Cable | Providing NSC with Meter and cable upto 2C * 10 sq mm Cable Installation providing 'O' shaped quick link, Jublee Clips / Wall corner Clamp and piercing connectors where connection is to be given in AB cable and Ensuring proper closure of notifications in Mobile App. | Ea |  | 8560 |  | 0 | 0 | 0 | 8560 |  | 0 | 0 | 0 | 0
5 | SP | Meter Installation- SP NSC without Cable | Providing NSC meter with / without meter box in existing meter box / Panel with cable gland, M-seal along with accessories providing 'O' shapped quick link, Jublee Clips / Wall corner Clamp and piercing connectors. This includes connection of I/C and O/G cable to meter terminal and Ensuring proper closure of notifications in Mobile App.. | EA |  | 2140 |  | 0 | 0 | 0 | 2140 |  | 0 | 0 | 0 | 0
6 | SP | Meter Removal SP-PDC | Permanent disconnection of SP consumer with removal of utility/ consumer owned meter with box and Ensuring proper closure of notifications in Mobile App. This includes transportation of removed materials to MMG store. Transportation cost of utility owned meters to Central store will be claimed in separate line item. | EA |  | 2780 |  | 0 | 0 | 0 | 2780 |  | 0 | 0 | 0 | 0
7 | SP | Cable Replacement- SP upto 2CX 10 sq mm | Stringing of armoured service cable upto 2CX 10 sq mm with length upto 30 m including installation of saddle, fastener for support and connection at pole / LT network with thimble / AB piercing connectors of required size and Ensuring proper closure of notifications in Mobile App. This will include supply and installation of 'O' shapped quick link, Jublee Clips / Wall corner Clamp and piercing connectors where connection is to be given in AB cable. This cost includes removal of old cable and keeping insafe custody to either re-use or return to scrap store / retun to consumer if it pertains to consumer . | EA |  | 940 |  | 0 | 0 | 0 | 940 |  | 0 | 0 | 0 | 0
8 | SP | Service Cable Removal -SP -PDC upto 2CX 10 sq mm | Removal of service cable of any size used for single Phase connections for permanent disconnection from pole/ LT Network and keeping insafe custody to either re-use or return to scrap store / retun to consumer if it pertains to consumer and Ensuring proper closure of notifications in Mobile App. | EA |  | 3920 |  | 0 | 0 | 0 | 3820 |  | 0 | 0 | 0 | 0
9 | SP / PP | Installation of LT Service/ Distribution Box Installation | Installation of LT Service/ Distribution Box Installation on pole along with supply of fastners / on pole with steel strap and buckles / piercing connect where LT mains in ABC at standard height. This will include supply and installation of 'O' shapped quick link, Jublee Clips / Wall corner Clamp and piercing connectors and other accessories and Ensuring proper closure of notifications in Mobile App. | EA |  | 6850 |  | 0 | 0 | 0 | 6850 |  | 0 | 0 | 0 | 0
10 | SP / PP | Removal of LT Service/ Distribution Box Installation | Removal of any type of bus bar box / distribution box from wall / from pole along with steel strap and buckles.This will include keeping insafe custody to either re-use or return to scrap store and updation in MMG App. | EA |  | 690 |  | 0 | 0 | 0 | 690 |  | 0 | 0 | 0 | 0
11 | SP | Meter transport - SP | Transport of meter to warranty/ Scrap store after devaluation of any single phase meter with / without meter box in case of permanent DC and replacement of Utility owned meters. | EA |  | 6538 |  | 0 | 0 | 0 | 6365 |  | 0 | 0 | 0 | 0
12 | PP | Meter Replacement - PP | Installation of 3 phase WC energy meter with / without meter box in existing meter box / Panel with cable gland, M-seal along with accessories. This includes connection of I/C and O/G cable to meter terminal and removal of old meters along with updation in MMG App. This includes transportation of removed materials to MMG store. Transportation cost of utility owned meters to Central store will be claimed in separate line item. | EA |  | 5333 |  | 0 | 0 | 0 | 3006 |  | 0 | 0 | 0 | 0
13 | PP | Meter Shifting - PP | Shifting of existing Meters from one place to other within same premises preferably to outside and Ensuring proper closure of notifications in Mobile App.. This excludes cable replcement | EA |  | 1004 |  | 0 | 0 | 0 | 1004 |  | 0 | 0 | 0 | 0
14 | PP | Meter Installation- PP Solar Generation | Installation of 3 phase WC energy meter for Solar Generation with with cable gland, M-seal along with accessories and Ensuring proper closure of notifications in Mobile App. This includes connection of O/G cable of consumer to the meter terminal. | EA |  | 138 |  | 0 | 0 | 0 | 138 |  | 0 | 0 | 0 | 0
15 | PP | Meter Installation- PP NSC with Cable | Providing NSC with Meter and cable upto 4C * 25 sq mm Cable Installation andand Ensuring proper closure of notifications in Mobile App. This includes providing 'O' shapped quick link, Jublee Clips / Wall corner Clamp and piercing connectors where connection is to be given in AB cable. | EA |  | 1101.6 |  | 0 | 0 | 0 | 1101.6 |  | 0 | 0 | 0 | 0
16 | PP | Meter Installation- PP NSC without Cable | Providing NSC meter with / without meter box in existing meter box / Panel with cable gland, M-seal along with accessories and Ensuring proper closure of notifications in Mobile App. This includes providing 'O' shapped quick link, Jublee Clips / Wall corner Clamp and piercing connectors. This includes connection of I/C and O/G cable to meter terminal. | EA |  | 275.4 |  | 0 | 0 | 0 | 275.4 |  | 0 | 0 | 0 | 0
17 | PP | Meter transport- PP | Transport of meter to warranty/ Scrap store preparing proper devaluation of any three phase meter with / without meter box in case of permanent DC and replacement of Utility owned meters. | EA |  | 5471 |  | 0 | 0 | 0 | 3144 |  | 0 | 0 | 0 | 0
18 | PP | Meter Removal PP-PDC | Permanent disconnection of 3 Phase WC consumer with removal of utility/ consumer owned meter with box and Ensuring proper closure of notifications in Mobile App. This includes transportation of removed materials to MMG store. Transportation cost of utility owned meters to Central store will be claimed in separate line item. | EA |  | 138 |  | 0 | 0 | 0 | 138 |  | 0 | 0 | 0 | 0
19 | PP | Cable Replacement- PP upto 4CX 35 sq mm | Removal of old cable of any size, stringing of new armoured service cable upto 4CX 35 sq mm with length upto 30 m including installation of saddle, fastener for support and connection at pole / LT network with thimble / AB piercing connectors of required size and Ensuring proper closure of notifications in Mobile App. This will include supply and installation of 'O' shapped quick link, Jublee Clips / Wall corner Clamp and piercing connectors where connection is to be given in AB cable. This cost includes removal of old cable and keeping insafe custody to either re-use or return to scrap store / retun to consumer if it pertains to consumerand updation in MMG App. | EA |  | 1142 |  | 0 | 0 | 0 | 1142 |  | 0 | 0 | 0 | 0
20 | PP | Service Cable Removal of upto 4CX35 sqmm cable | Removal of service cable upto 4C X 35 sq mm size for DC/PDC consumer used for Poly Phase Whole Current connections from pole/ LT Network and Ensuring proper closure of notifications in Mobile App. This includes returing it back to scrap store if not utilised again . | EA |  | 138 |  | 0 | 0 | 0 | 138 |  | 0 | 0 | 0 | 0
21 | DT | Smart DT Meter installation along with Meter Box and connection for CT / PT (For energy auditing of DTs) | Installation of Smart DT meters along with ring type CTs of various ratings, Meter Box, and associated accessories on LT side of transformers and Ensuring proper closure of notifications in Mobile App. This activity excludes handling work at tranformer LT side. | EA |  | 200 |  | 0 | 0 | 0 | 200 |  | 0 | 0 | 0 | 0
22 | DT | Smart DT Meter removal along with Meter Box and connection for CT / PT (For energy auditing of DTs) | Removal of Smart DT meters along with ring type CTs of various ratings, Meter Box, and associated accessories on LT side of transformers and return to Store Ensuring proper closure of notifications in Mobile App.. | EA |  | 20 |  | 0 | 0 | 0 | 20 |  | 0 | 0 | 0 | 0
23 | DT | Smart DT Meter installation without Meter Box and connection for CT / PT (For energy auditing of DTs) | Installation of Smart DT meters of all ratings,inside existing panel with accessories and Ensuring proper closure of notifications in Mobile App.. | EA |  | 40 |  | 0 | 0 | 0 | 40 |  | 0 | 0 | 0 | 0
24 | LT CT /DT | LTCT Meter with box Installation - All rating. | Installation of new LTCT meters with complete grouting, commissioning, supply of 8 Nos lugs and its crimping, energisation, communication of Meter and its allied accessories and seal installation with LTCT Meter box of all rating and Ensuring proper closure of notifications in Mobile App. | EA |  | 249 |  | 0 | 0 | 0 | 249 |  | 0 | 0 | 0 | 0
25 | LT CT /DT | LTCT Meter with box Removal - All Rating | Removal of any LTCT meters from site with de-energisation, Meter, modem and its allied accessories with meter box and Ensuring proper closure of notifications in Mobile App. | EA |  | 149 |  | 0 | 0 | 0 | 149 |  | 0 | 0 | 0 | 0
26 | LT CT/ DT | Meter Replacement - LTCT Meter Only | Removal of old meter and Replacement with new LTCT meter/ LTCT Smart meter of any rating without change in box ensuring proper closure of notification in MMG App. | EA |  | 75 |  | 0 | 0 | 0 | 75 |  | 0 | 0 | 0 | 0
27 | LTCT/DT | Installation of 4C*50/4C*95 sq mm armoured service cable, O/H or U/G (Length up to 30M) | Stringing, sagging of armoured service cable size 4CX 50 sq mm with length upto 30m including installation of saddle, fastener for support and connection at pole / LT network with thimble. (Saddles and Fastners are to be supplied by BA) and Ensuring proper closure of notifications in Mobile App. | EA |  | 59.6 |  | 0 | 0 | 0 | 59.6 |  | 0 | 0 | 0 | 0
28 | LTCT/DT | Installation of 4C*150 / 4C X 300 sq mm armoured service cable, O/H or U/G (Length up to 30M) | Stringing, sagging of armoured service cable size 4CX 95 sq mm / 4C X 150 sq mm with length upto 30m including installation of saddle, fastener for support and connection at pole / LT network with thimble. (Saddles and Fastners are to be supplied by BA) and Ensuring proper closure of notifications in Mobile App. | EA |  | 29.8 |  | 0 | 0 | 0 | 29.8 |  | 0 | 0 | 0 | 0
29 | LTCT/DT | Removal and dismentaling of 4C*50/4C*95 sq mm armoured power cable, O/H or U/G (Length up to 30M) | Removal and dismentaling of power cable of 4C*50/4C*95 sq mm armoured power cable, O/H or U/G (Length up to 30M) and keeping insafe custody to either re-use or return to scrap store / retun to consumer if it pertains to consumerand Ensuring proper closure of notifications in Mobile App. | EA |  | 29.8 |  | 0 | 0 | 0 | 29.8 |  | 0 | 0 | 0 | 0
30 | LTCT/DT | Removal and dismentaling of 4C*150 / 4C X 300 sq mm armoured power cable, O/H or U/G (Length up to 30M) | Removal and dismentaling of power cable of 4C*150 / 4C X 300 sq mm armoured power cable, O/H or U/G (Length up to 30M) and keeping insafe custody to either re-use or return to scrap store / retun to consumer if it pertains to consumer and Ensuring proper closure of notifications in Mobile App. | EA |  | 15 |  | 0 | 0 | 0 | 15 |  | 0 | 0 | 0 | 0
31 | LTCT/DT | Minor Fault rectification in CT Meter pertaining to termination/LT Cable. | Fault rectification includes termination (thimble / socket crimping, gland change, cable lead extention crimping and tightening) includes cable dressing/Minor reworking in CT Meter termination and Ensuring proper closure of notifications in Mobile App. | EA |  | 75 |  | 0 | 0 | 0 | 75 |  | 0 | 0 | 0 | 0
32 | HT | Meter Replacement - HT Meter Only | Removal of old meter and replacement of any HT Smart energy meter along with modem and its termination from Metering cubicle / CTPT unit ensuring proper closure of notifications in Mobile App. | EA |  | 38 |  | 0 | 0 | 0 | 38 |  | 0 | 0 | 0 | 0
33 | HT | Meter Installation - HT Meter Only | Installation of HT Smart energy meter along its termination in Metering cubicle / CTPT unit and Ensuring proper closure of notifications in Mobile App. | EA |  | 40 |  | 0 | 0 | 0 | 40 |  | 0 | 0 | 0 | 0
34 | HT | Meter Removal HT Meter Only | Removal of Utility owned removed HT energy meter from site and return of old removed utility owned meters to MMG store Ensuring proper closure of notifications in Mobile App. | EA |  | 19 |  | 0 | 0 | 0 | 19 |  | 0 | 0 | 0 | 0
35 | HT | CTPT Installation - 11KV | Installation, comissioning and energisation in all respect of 11 KV outdoor Metering CTPT unit including control cable laying at desired height with help of crane. This includes transportation from Store to Site upto 50Km and Ensuring proper closure of notifications in Mobile App. | EA |  | 11 |  | 0 | 0 | 0 | 11 |  | 0 | 0 | 0 | 0
36 | HT | CTPT Installation - 33KV | Installation, comissioning and energisation in all respect of 33 KV outdoor Metering CTPT unit including control cable laying at desired height with help of crane. This includes transportation from Store to Site upto 50Km and Ensuring proper closure of notifications in Mobile App. | EA |  | 8 |  | 0 | 0 | 0 | 8 |  | 0 | 0 | 0 | 0
37 | HT | CTPT Removal- 11KV / 33KV | De-energisation and complete Dismantling in all respect of HT metering out door CTPT unit with or without meter along with all accessories. This includes transportation of Removed Metering material is to be returned back to Warranty/Scrap store and Ensuring proper closure of notifications in Mobile App. | EA |  | 19 |  | 0 | 0 | 0 | 19 |  | 0 | 0 | 0 | 0
38 | HT | Replacement / Shifitng of control cable/ Control Cable Pipe for HTCT meters. | Replacement of control cable pipe , control cable and allied accessories including all connections with meter and Metering unit. This includes to & fro transportation, commissioning and energisation in all respect. This includes transportation from Store to Site upto 50Km and Ensuring proper closure of notifications in Mobile App. | EA |  | 19 |  | 0 | 0 | 0 | 19 |  | 0 | 0 | 0 | 0
39 | HT | Comissioning of 11 or 33 KV Metering Cubicle (Excluding Civil work) | Comissioning and energising of 11 or 33 KV Outdoor/ indoor metering cublicle along with all accessories in all respect. This includes transportation from store to site upto 50KM and Ensuring proper closure of notifications in Mobile App. | EA |  | 24 |  | 0 | 0 | 0 | 24 |  | 0 | 0 | 0 | 0
40 | HT | Removal of 11 or 33 KV Metering Cubicle | de-energisation and complete Dismantling in all respect of 11 or 33 KV Outdoor/ indoor burnt/ defective metering cublicle . This includes transportation from site to store upto 50KM and Ensuring proper closure of notifications in Mobile App. | EA |  | 5 |  | 0 | 0 | 0 | 5 |  | 0 | 0 | 0 | 0
41 | Protocol Punching | Punching of Protocols in SAP for activities not mapped in MMG App. | Complete updation and closure of notification in SAP. This includes only activities are not mapped in MMG App. | EA |  | 1961 |  | 0 | 0 | 0 | 1909 |  | 0 | 0 | 0 | 0
42 | SP-Testing | Single Phase Meter Accuracy test at site with Accucheck | Single Phase Testing with RSS at site load condition of consumer. This includes proper verification of Meter body, all seals and replacement of seals along with PVR and updation in MMG App. | EA |  | 1712 |  | 0 | 0 | 0 | 1712 |  | 0 | 0 | 0 | 0
43 | PP - Testing | Three Phase Whole CurrentMeter Accuracy test at site with Accucheck | Three Phase WC meter Testing with RSS at site load condition of consumer. This includes proper verification of Meter body, all seals and replacement of seals along with PVR Ensuring proper closure of notifications in Mobile App. | EA |  | 574 |  | 0 | 0 | 0 | 574 |  | 0 | 0 | 0 | 0
44 | LTCT - Testing | LT CT Meter Accuracy test at site with Accucheck | LTCT Meter Testing with RSS at site load condition of consumer. This includes proper verification of Meter body, all seals and replacement of seals along with PVR Ensuring proper closure of notifications in Mobile App. | EA |  | 327 |  | 0 | 0 | 0 | 327 |  | 0 | 0 | 0 | 0
45 | HT CT Testing | Meter Accuracy test at site (HTCT) | HTCT Meter Testing with RSS at site load condition of consumer. This includes proper verification of Meter body, all seals and replacement of seals along with PVR Ensuring proper closure of notifications in Mobile App. | EA |  | 375 |  | 0 | 0 | 0 | 375 |  | 0 | 0 | 0 | 0
46 | HT CT Testing | CT PT unit Testing | Testing of 11 KV / 33 KV HT CT Metering unit/ Metering Cubicle of at various loads of consumer ensuring proper shutdown. This includes proper verification of Meter body, all seals and replacement of seals along with PVR Ensuring proper closure of notifications in Mobile App.. | EA |  | 113 |  | 0 | 0 | 0 | 113 |  | 0 | 0 | 0 | 0
47 | SP/PP/DT/LTCT/HT | Prefabricated GI Structure (Supply Item)/ kg | Prefabricated / GI structural angle/ channel/flats of different sizes, as per the site requirement | Kg |  | 1180 |  | 0 | 0 | 0 | 1180 |  | 0 | 0 | 0 | 0
48 | DD | Manual Meter Reading | Taking manual reading parameters from meter display, providing remarks with photographs where data can not be downloaded for reason not attributable to BA | EA |  | 25 |  | 0 | 0 | 0 | 25 |  | 0 | 0 | 0 | 0
49 | DD | Data downloading of meters | Data downloading of any meter through CMRI/ Mobile Application and submission to EIC | EA |  | 25 |  | 0 | 0 | 0 | 25 |  | 0 | 0 | 0 | 0
50 | FSE | FSE- New Connection / Pre-inspection / Attribute Change / Site Verification/ attending CR cases. | Site verification of New Connection / Pre-inspection / Attribute Change / attending CR cases and submission of SVR at respective division office Ensuring proper updatioin of notifications in Mobile App.. | EA |  | 1961 |  | 0 | 0 | 0 | 1909 |  | 0 | 0 | 0 | 0
51 | SP | Mechanical meter replacement | This includes removal of old meters, installation of new meter with box, connection of I/C and O/G cable to meter terminal , communication checking and Ensuring proper closure of notifications in Mobile App. | EA |  | 995 |  | 0 | 0 | 0 | 249 |  | 0 | 0 | 0 | 0
52 | TS | NIC / Modem Troubleshooting with TAB/ Laptop / Anyother device | Successful TS of non communicating smart meters through replacement of NIC/SIM with accessories.Includes replacement of accessories required for establishing communication (e.g., SIM, NIC, etc). Ensuring proper closure of notifications in Mobile App & SAP by the KPO. This includs Checking and validating communication status through the designated mobile application. | EA |  | 11544 |  | 0 | 0 | 0 | 11544 |  | 0 | 0 | 0 | 0
53 | Incentive-LT | Theft referral incentive | Providing incentive of Rs 1000 for each theft reporting case in case of Single Phase Consumer. Incentive for theft reporting by BA employees for which case is booked by enforcement post reporting. These cases are to be reported in MMG App with proper proof and to be certified by EIC. | EA |  | 65 |  | 0 | 0 | 0 | 64 |  | 0 | 0 | 0 | 0
54 | Incentive-WC | Theft referral incentive | Providing incentive of Rs 5000 for each theft reporting case in case of Three Phase WC Consumer. Incentive for theft reporting by BA employees for which case is booked by enforcement post reporting. These cases are to be reported in MMG App with proper proof and to be certified by EIC. | EA |  | 53 |  | 0 | 0 | 0 | 30 |  | 0 | 0 | 0 | 0
55 | Incentive-CT | Theft referral incentive | Providing incentive of Rs 7000 for each theft reporting case in case of Three Phase LTCT/HT Consumer. Incentive for theft reporting by BA employees for which case is booked by enforcement post reporting. These cases are to be reported in MMG App with proper proof and to be certified by EIC. | EA |  | 4 |  | 0 | 0 | 0 | 4 |  | 0 | 0 | 0 | 0
56 | Incentive-App | Incentive for achieving >=99% usage of MMG app | Incentive for achieving >=99% usage of MMG app for all the type of metering activities enabled for application usage from site itself on same day. This excludes consumers not enabled in MMG app. | EA |  | 1 |  | 0 | 0 | 0 | 1 |  | 0 | 0 | 0 | 0
57 | Incentive-App | Incentive for achieving >=97% upto 99%usage usage of MMG app | Incentive for achieving >=97% upto 99%usage of MMG app for all the type of metering activities enabled for application usage from site itself on same day. This excludes consumers not enabled in MMG app. | EA |  | 1 |  | 0 | 0 | 0 | 1 |  | 0 | 0 | 0 | 0
58 | Incentive-App | Incentive for achieving >=95% upto 97% usage usage of MMG app | Incentive for achieving >=95% upto 97% usage of MMG app for all the type of metering activities enabled for application usage from site itself on same day. This excludes consumers not enabled in MMG app. | EA |  | 1 |  | 0 | 0 | 0 | 1 |  | 0 | 0 | 0 | 0
59 | Incentive-Comm | Incentive for >=99% communication. | Incentive for achieving >=99% communication for all category of consumer taken together based on MIS floated from MMG HO. | EA |  | 1 |  | 0 | 0 | 0 | 1 |  | 0 | 0 | 0 | 0
60 | Incentive-Comm | Incentive for >=99% communication. | Incentive for achieving >=97% upto 99% communication for all category based on MIS floated from MMG HO. | EA |  | 1 |  | 0 | 0 | 0 | 1 |  | 0 | 0 | 0 | 0
61 | Incentive-Comm | Incentive for >=99% communication. | Incentive for achieving >=96% upto 97% communication for all category based on MIS floated from MMG HO. | EA |  | 1 |  | 0 | 0 | 0 | 1 |  | 0 | 0 | 0 | 0
62 | Vehicle-Light | Transportation charges per KM beyond 50 KM for all metering materials for movement to site through LMV. | Rate for transportation for additional travel per Km beyond 50 KM for meter/ metering accessories where in light motor vehicle (Pickup/ TATA Magic/ Equivalent vehicle is required) from site to store. This is to be limited to 500 KM per month. Approval of HoD to be taken for addational KM. | Km |  | 6000 |  | 0 | 0 | 0 | 6000 |  | 0 | 0 | 0 | 0
63 | Vehicle-Heavy | Transportation charges per KM beyond 50 KM for all metering materials for movement to site through HMV. | Rate for transportation for additional travel per Km beyond 50 KM for meter/ metering accessories where in Heavy motor vehicle is required from site to store. This is to be limited to 300 KM per month. Approval of HoD to be taken for addational KM. | Km |  | 3600 |  | 0 | 0 | 0 | 3600 |  | 0 | 0 | 0 | 0
64 | Vehicle | Vehicle for site verification, safety and quality inspection by single phase and three phase team | One vehicle ( Preferbly Non A/C Bolero) at each MMG-Division will be provided by concerned BA along with driver on fixed term on monthly basis which for site verification, safety and quality inspection by single phase and three phase team. This will be limiting to 3000 Km per month. | EA |  | 1 |  | 0 | 0 | 0 | 1 |  | 0 | 0 | 0 | 0
65 | Vehicle-BBSR Lab | Vehicle for meter to and from movement from store to BBSR Lab and return. | Vehicle (Mini Truck/ Pickup/ TATA Magic) for material inspection at MMG lab. This includes per trip to and fro movement of material from store ( Choudwar Store) to MMG lab at Cuttack and return. | EA |  |  |  | 0 | 0 | 0 |  |  | 0 | 0 | 0 | 0
66 | Vehicle-CTC Lab | Vehicle for meter to and from movement from store to CTC Lab and return. | Vehicle (Mini Truck/ Pickup/ TATA Magic) for material inspection at MMG lab. This includes per trip to and fro movement of material from store ( Bhubaneswar Store) to MMG lab at Bhubaneswar and return. | EA |  |  |  | 0 | 0 | 0 |  |  | 0 | 0 | 0 | 0
67 | Vehicle- Light | Vehicle for material transporting from Central Store to MMG division per trip. | Vehicle (Mini Truck/ Pickup/ TATA Magic) for material transporting from Central Store to MMG division. This includes loading, unloading & transportaion from Central Store to MMG division store. This can be claimed by BA limiting twice per month. | EA |  | 24 |  | 0 | 0 | 0 | 24 |  | 0 | 0 | 0 | 0
68 | Vehicle- Heavy | Vehicle for material transporting from Central Store to MMG division per trip. | Vehicle ((Mini Truck/ Pickup/ TATA Magic) for material transporting from Central Store to MMG division. This includes loading, unloading & transportaion from Central Store to MMG division store. This can be claimed by BA limiting once per month. | EA |  | 12 |  | 0 | 0 | 0 | 12 |  | 0 | 0 | 0 | 0
69 | Safety officer | Safety officer one per Division | Diploma in Electrical Safety with two years of expriences. Safety office shall be posted at division level and report to EIC and shall be responsible for safety related to safety at respective divisions. | EA |  | 1 |  | 0 | 0 | 0 | 1 |  | 0 | 0 | 0 | 0
70 | Circle Coordinator | Circle Coordinator | Any Graduate with three years experience (conversant with excel sheet & should be able to prepare reports & do quality. 1no. Each attached to MRT HODs posted at BBSR, Cuttack, Khurda, Dhenkanal, Paradip- 5nos to carryout different MMG activity at circle level. | EA |  |  |  | 0 | 0 | 0 |  |  | 0 | 0 | 0 | 0
71 | Divisional Coordinator | Divisional Coordinator | Graduate (conversant with excel sheet & should be able to prepare reports & do quality ). 1 for each Division reporting to HoG-3 Phase/ TL to assist them with day to day activity of MMG at Division level. | EA |  | 1 |  | 0 | 0 | 0 | 1 |  | 0 | 0 | 0 | 0
72 | Lineman | Addational Lineman for three phase team | ITI (Electrical), having ELBO-HT/MV license as per working voltage and preferably 2 years of relevant experience. Additional lineman with MV license may be provided to existing team on the authorization of HoD- 3 Phase as per site requirement and to be claimed as separate line item. Ref Clause- 5.2 (b) of Tender. | EA |  | 1 |  | 0 | 0 | 0 | 1 |  | 0 | 0 | 0 | 0
73 | Helper | Addational Helper for 3 Phase team and at MMG lab | 10th pass minimum . Additional helper may be provided to existing team on the authorization of HoD- 3 Phase as per site requirement and at Lab, Bhubaneswar (3) and cuttack(2). Same to be claimed as separate line item. Ref Clause- 5.2 (c) of Tender. | EA |  | 1 |  | 0 | 0 | 0 | 1 |  | 0 | 0 | 0 | 0
74 | Technician | Lab Technician | ITI (Electrical), with two years relevant experience.To be posted at Lab, Bhubaneswar (3) and cuttack(2) | EA |  |  |  | 0 | 0 | 0 |  |  | 0 | 0 | 0 | 0
Total All inlc value | [9 empty] | 0 |  |  |  |  | 0 | 0

## NED
Schedule of items NED
[7 empty] | Prices for Year 1 |  |  |  | Prices for Year 2 |  |  |  |  | Grand Total
Sr. No. | Activity Type | Item Short Description | Long Service Description | UOM | SAC CODE | Qty | Unit Rate (Rs.) | Appl. Taxes & Duties | All Inclusive Unit Rate (Rs.) | Total All Inclusive Value for Year-1 (Rs.) | Quantity | Unit Rate (Rs.) | Appl. Taxes & Duties | All Inclusive Unit Rate (Rs.) | Total All Inclusive Value for Year-2 (Rs.) | Prices for Year 1 + Year 2 (Rs. )
[6 empty] | A | B | C | D = B + C | E = A x D | F | G | H | I = G + H | J = F x I | K = E + J
1 | SP | Meter Replacement - SP | Removal of old meter, Installation of 1 phase energy meter with / without meter box in existing meter box / Panel with cable gland, M-seal along with accessories. This includes connection of I/C and O/G cable to meter terminal and Ensuring proper closure of notifications in Mobile App. This includes transportation of removed materials to MMG store. Transportation cost of utility owned meters to Central store will be claimed in separate line item. | EA |  | 26192 |  | 0 | 0 | 0 | 33851 |  | 0 | 0 | 0 | 0
2 | SP | Meter Shifting - SP | Shifting of existing Meters from one place to other within same premises preferably to outside and Ensuring proper closure of notifications in Mobile App. This excludes cable replcement | EA |  | 430 |  | 0 | 0 | 0 | 430 |  | 0 | 0 | 0 | 0
3 | SP | Meter Installation- SP Solar Generation | Installation of 1 phase energy meter for Solar Generation with with cable gland, M-seal along with accessories and Ensuring proper closure of notifications in Mobile App.. This includes connection of O/G cable of consumer to the meter terminal. | EA |  | 2840 |  | 0 | 0 | 0 | 2840 |  | 0 | 0 | 0 | 0
4 | SP | Meter Installation- SP NSC with Cable | Providing NSC with Meter and cable upto 2C * 10 sq mm Cable Installation providing 'O' shaped quick link, Jublee Clips / Wall corner Clamp and piercing connectors where connection is to be given in AB cable and Ensuring proper closure of notifications in Mobile App. | Ea |  | 5296 |  | 0 | 0 | 0 | 5296 |  | 0 | 0 | 0 | 0
5 | SP | Meter Installation- SP NSC without Cable | Providing NSC meter with / without meter box in existing meter box / Panel with cable gland, M-seal along with accessories providing 'O' shapped quick link, Jublee Clips / Wall corner Clamp and piercing connectors. This includes connection of I/C and O/G cable to meter terminal and Ensuring proper closure of notifications in Mobile App.. | EA |  | 1324 |  | 0 | 0 | 0 | 1324 |  | 0 | 0 | 0 | 0
6 | SP | Meter Removal SP-PDC | Permanent disconnection of SP consumer with removal of utility/ consumer owned meter with box and Ensuring proper closure of notifications in Mobile App. This includes transportation of removed materials to MMG store. Transportation cost of utility owned meters to Central store will be claimed in separate line item. | EA |  | 9360 |  | 0 | 0 | 0 | 9360 |  | 0 | 0 | 0 | 0
7 | SP | Cable Replacement- SP upto 2CX 10 sq mm | Stringing of armoured service cable upto 2CX 10 sq mm with length upto 30 m including installation of saddle, fastener for support and connection at pole / LT network with thimble / AB piercing connectors of required size and Ensuring proper closure of notifications in Mobile App. This will include supply and installation of 'O' shapped quick link, Jublee Clips / Wall corner Clamp and piercing connectors where connection is to be given in AB cable. This cost includes removal of old cable and keeping insafe custody to either re-use or return to scrap store / retun to consumer if it pertains to consumer . | EA |  | 6560 |  | 0 | 0 | 0 | 6560 |  | 0 | 0 | 0 | 0
8 | SP | Service Cable Removal -SP -PDC upto 2CX 10 sq mm | Removal of service cable of any size used for single Phase connections for permanent disconnection from pole/ LT Network and keeping insafe custody to either re-use or return to scrap store / retun to consumer if it pertains to consumer and Ensuring proper closure of notifications in Mobile App. | EA |  | 7860 |  | 0 | 0 | 0 | 10160 |  | 0 | 0 | 0 | 0
9 | SP / PP | Installation of LT Service/ Distribution Box Installation | Installation of LT Service/ Distribution Box Installation on pole along with supply of fastners / on pole with steel strap and buckles / piercing connect where LT mains in ABC at standard height. This will include supply and installation of 'O' shapped quick link, Jublee Clips / Wall corner Clamp and piercing connectors and other accessories and Ensuring proper closure of notifications in Mobile App. | EA |  | 4240 |  | 0 | 0 | 0 | 4240 |  | 0 | 0 | 0 | 0
10 | SP / PP | Removal of LT Service/ Distribution Box Installation | Removal of any type of bus bar box / distribution box from wall / from pole along with steel strap and buckles.This will include keeping insafe custody to either re-use or return to scrap store and updation in MMG App. | EA |  | 420 |  | 0 | 0 | 0 | 420 |  | 0 | 0 | 0 | 0
11 | SP | Meter transport - SP | Transport of meter to warranty/ Scrap store after devaluation of any single phase meter with / without meter box in case of permanent DC and replacement of Utility owned meters. | EA |  | 13096 |  | 0 | 0 | 0 | 16926 |  | 0 | 0 | 0 | 0
12 | PP | Meter Replacement - PP | Installation of 3 phase WC energy meter with / without meter box in existing meter box / Panel with cable gland, M-seal along with accessories. This includes connection of I/C and O/G cable to meter terminal and removal of old meters along with updation in MMG App. This includes transportation of removed materials to MMG store. Transportation cost of utility owned meters to Central store will be claimed in separate line item. | EA |  | 701 |  | 0 | 0 | 0 | 778 |  | 0 | 0 | 0 | 0
13 | PP | Meter Shifting - PP | Shifting of existing Meters from one place to other within same premises preferably to outside and Ensuring proper closure of notifications in Mobile App.. This excludes cable replcement | EA |  | 43 |  | 0 | 0 | 0 | 43 |  | 0 | 0 | 0 | 0
14 | PP | Meter Installation- PP Solar Generation | Installation of 3 phase WC energy meter for Solar Generation with with cable gland, M-seal along with accessories and Ensuring proper closure of notifications in Mobile App. This includes connection of O/G cable of consumer to the meter terminal. | EA |  | 28 |  | 0 | 0 | 0 | 28 |  | 0 | 0 | 0 | 0
15 | PP | Meter Installation- PP NSC with Cable | Providing NSC with Meter and cable upto 4C * 25 sq mm Cable Installation andand Ensuring proper closure of notifications in Mobile App. This includes providing 'O' shapped quick link, Jublee Clips / Wall corner Clamp and piercing connectors where connection is to be given in AB cable. | EA |  | 226.4 |  | 0 | 0 | 0 | 226.4 |  | 0 | 0 | 0 | 0
16 | PP | Meter Installation- PP NSC without Cable | Providing NSC meter with / without meter box in existing meter box / Panel with cable gland, M-seal along with accessories and Ensuring proper closure of notifications in Mobile App. This includes providing 'O' shapped quick link, Jublee Clips / Wall corner Clamp and piercing connectors. This includes connection of I/C and O/G cable to meter terminal. | EA |  | 56.6 |  | 0 | 0 | 0 | 56.6 |  | 0 | 0 | 0 | 0
17 | PP | Meter transport- PP | Transport of meter to warranty/ Scrap store preparing proper devaluation of any three phase meter with / without meter box in case of permanent DC and replacement of Utility owned meters. | EA |  | 729 |  | 0 | 0 | 0 | 806 |  | 0 | 0 | 0 | 0
18 | PP | Meter Removal PP-PDC | Permanent disconnection of 3 Phase WC consumer with removal of utility/ consumer owned meter with box and Ensuring proper closure of notifications in Mobile App. This includes transportation of removed materials to MMG store. Transportation cost of utility owned meters to Central store will be claimed in separate line item. | EA |  | 28 |  | 0 | 0 | 0 | 28 |  | 0 | 0 | 0 | 0
19 | PP | Cable Replacement- PP upto 4CX 35 sq mm | Removal of old cable of any size, stringing of new armoured service cable upto 4CX 35 sq mm with length upto 30 m including installation of saddle, fastener for support and connection at pole / LT network with thimble / AB piercing connectors of required size and Ensuring proper closure of notifications in Mobile App. This will include supply and installation of 'O' shapped quick link, Jublee Clips / Wall corner Clamp and piercing connectors where connection is to be given in AB cable. This cost includes removal of old cable and keeping insafe custody to either re-use or return to scrap store / retun to consumer if it pertains to consumerand updation in MMG App. | EA |  | 71 |  | 0 | 0 | 0 | 71 |  | 0 | 0 | 0 | 0
20 | PP | Service Cable Removal of upto 4CX35 sqmm cable | Removal of service cable upto 4C X 35 sq mm size for DC/PDC consumer used for Poly Phase Whole Current connections from pole/ LT Network and Ensuring proper closure of notifications in Mobile App. This includes returing it back to scrap store if not utilised again . | EA |  | 28 |  | 0 | 0 | 0 | 28 |  | 0 | 0 | 0 | 0
21 | DT | Smart DT Meter installation along with Meter Box and connection for CT / PT (For energy auditing of DTs) | Installation of Smart DT meters along with ring type CTs of various ratings, Meter Box, and associated accessories on LT side of transformers and Ensuring proper closure of notifications in Mobile App. This activity excludes handling work at tranformer LT side. | EA |  | 440 |  | 0 | 0 | 0 | 440 |  | 0 | 0 | 0 | 0
22 | DT | Smart DT Meter removal along with Meter Box and connection for CT / PT (For energy auditing of DTs) | Removal of Smart DT meters along with ring type CTs of various ratings, Meter Box, and associated accessories on LT side of transformers and return to Store Ensuring proper closure of notifications in Mobile App.. | EA |  | 44 |  | 0 | 0 | 0 | 44 |  | 0 | 0 | 0 | 0
23 | DT | Smart DT Meter installation without Meter Box and connection for CT / PT (For energy auditing of DTs) | Installation of Smart DT meters of all ratings,inside existing panel with accessories and Ensuring proper closure of notifications in Mobile App.. | EA |  | 88 |  | 0 | 0 | 0 | 88 |  | 0 | 0 | 0 | 0
24 | LT CT /DT | LTCT Meter with box Installation - All rating. | Installation of new LTCT meters with complete grouting, commissioning, supply of 8 Nos lugs and its crimping, energisation, communication of Meter and its allied accessories and seal installation with LTCT Meter box of all rating and Ensuring proper closure of notifications in Mobile App. | EA |  | 63 |  | 0 | 0 | 0 | 63 |  | 0 | 0 | 0 | 0
25 | LT CT /DT | LTCT Meter with box Removal - All Rating | Removal of any LTCT meters from site with de-energisation, Meter, modem and its allied accessories with meter box and Ensuring proper closure of notifications in Mobile App. | EA |  | 23 |  | 0 | 0 | 0 | 23 |  | 0 | 0 | 0 | 0
26 | LT CT/ DT | Meter Replacement - LTCT Meter Only | Removal of old meter and Replacement with new LTCT meter/ LTCT Smart meter of any rating without change in box ensuring proper closure of notification in MMG App. | EA |  | 12 |  | 0 | 0 | 0 | 12 |  | 0 | 0 | 0 | 0
27 | LTCT/DT | Installation of 4C*50/4C*95 sq mm armoured service cable, O/H or U/G (Length up to 30M) | Stringing, sagging of armoured service cable size 4CX 50 sq mm with length upto 30m including installation of saddle, fastener for support and connection at pole / LT network with thimble. (Saddles and Fastners are to be supplied by BA) and Ensuring proper closure of notifications in Mobile App. | EA |  | 9.2 |  | 0 | 0 | 0 | 9.2 |  | 0 | 0 | 0 | 0
28 | LTCT/DT | Installation of 4C*150 / 4C X 300 sq mm armoured service cable, O/H or U/G (Length up to 30M) | Stringing, sagging of armoured service cable size 4CX 95 sq mm / 4C X 150 sq mm with length upto 30m including installation of saddle, fastener for support and connection at pole / LT network with thimble. (Saddles and Fastners are to be supplied by BA) and Ensuring proper closure of notifications in Mobile App. | EA |  | 4.6 |  | 0 | 0 | 0 | 4.6 |  | 0 | 0 | 0 | 0
29 | LTCT/DT | Removal and dismentaling of 4C*50/4C*95 sq mm armoured power cable, O/H or U/G (Length up to 30M) | Removal and dismentaling of power cable of 4C*50/4C*95 sq mm armoured power cable, O/H or U/G (Length up to 30M) and keeping insafe custody to either re-use or return to scrap store / retun to consumer if it pertains to consumerand Ensuring proper closure of notifications in Mobile App. | EA |  | 4.6 |  | 0 | 0 | 0 | 4.6 |  | 0 | 0 | 0 | 0
30 | LTCT/DT | Removal and dismentaling of 4C*150 / 4C X 300 sq mm armoured power cable, O/H or U/G (Length up to 30M) | Removal and dismentaling of power cable of 4C*150 / 4C X 300 sq mm armoured power cable, O/H or U/G (Length up to 30M) and keeping insafe custody to either re-use or return to scrap store / retun to consumer if it pertains to consumer and Ensuring proper closure of notifications in Mobile App. | EA |  | 2 |  | 0 | 0 | 0 | 2 |  | 0 | 0 | 0 | 0
31 | LTCT/DT | Minor Fault rectification in CT Meter pertaining to termination/LT Cable. | Fault rectification includes termination (thimble / socket crimping, gland change, cable lead extention crimping and tightening) includes cable dressing/Minor reworking in CT Meter termination and Ensuring proper closure of notifications in Mobile App. | EA |  | 19 |  | 0 | 0 | 0 | 19 |  | 0 | 0 | 0 | 0
32 | HT | Meter Replacement - HT Meter Only | Removal of old meter and replacement of any HT Smart energy meter along with modem and its termination from Metering cubicle / CTPT unit ensuring proper closure of notifications in Mobile App. | EA |  | 7 |  | 0 | 0 | 0 | 7 |  | 0 | 0 | 0 | 0
33 | HT | Meter Installation - HT Meter Only | Installation of HT Smart energy meter along its termination in Metering cubicle / CTPT unit and Ensuring proper closure of notifications in Mobile App. | EA |  | 10 |  | 0 | 0 | 0 | 10 |  | 0 | 0 | 0 | 0
34 | HT | Meter Removal HT Meter Only | Removal of Utility owned removed HT energy meter from site and return of old removed utility owned meters to MMG store Ensuring proper closure of notifications in Mobile App. | EA |  | 4 |  | 0 | 0 | 0 | 4 |  | 0 | 0 | 0 | 0
35 | HT | CTPT Installation - 11KV | Installation, comissioning and energisation in all respect of 11 KV outdoor Metering CTPT unit including control cable laying at desired height with help of crane. This includes transportation from Store to Site upto 50Km and Ensuring proper closure of notifications in Mobile App. | EA |  | 2 |  | 0 | 0 | 0 | 2 |  | 0 | 0 | 0 | 0
36 | HT | CTPT Installation - 33KV | Installation, comissioning and energisation in all respect of 33 KV outdoor Metering CTPT unit including control cable laying at desired height with help of crane. This includes transportation from Store to Site upto 50Km and Ensuring proper closure of notifications in Mobile App. | EA |  | 1 |  | 0 | 0 | 0 | 1 |  | 0 | 0 | 0 | 0
37 | HT | CTPT Removal- 11KV / 33KV | De-energisation and complete Dismantling in all respect of HT metering out door CTPT unit with or without meter along with all accessories. This includes transportation of Removed Metering material is to be returned back to Warranty/Scrap store and Ensuring proper closure of notifications in Mobile App. | EA |  | 3 |  | 0 | 0 | 0 | 3 |  | 0 | 0 | 0 | 0
38 | HT | Replacement / Shifitng of control cable/ Control Cable Pipe for HTCT meters. | Replacement of control cable pipe , control cable and allied accessories including all connections with meter and Metering unit. This includes to & fro transportation, commissioning and energisation in all respect. This includes transportation from Store to Site upto 50Km and Ensuring proper closure of notifications in Mobile App. | EA |  | 3 |  | 0 | 0 | 0 | 3 |  | 0 | 0 | 0 | 0
39 | HT | Comissioning of 11 or 33 KV Metering Cubicle (Excluding Civil work) | Comissioning and energising of 11 or 33 KV Outdoor/ indoor metering cublicle along with all accessories in all respect. This includes transportation from store to site upto 50KM and Ensuring proper closure of notifications in Mobile App. | EA |  | 6 |  | 0 | 0 | 0 | 6 |  | 0 | 0 | 0 | 0
40 | HT | Removal of 11 or 33 KV Metering Cubicle | de-energisation and complete Dismantling in all respect of 11 or 33 KV Outdoor/ indoor burnt/ defective metering cublicle . This includes transportation from site to store upto 50KM and Ensuring proper closure of notifications in Mobile App. | EA |  | 1 |  | 0 | 0 | 0 | 1 |  | 0 | 0 | 0 | 0
41 | Protocol Punching | Punching of Protocols in SAP for activities not mapped in MMG App. | Complete updation and closure of notification in SAP. This includes only activities are not mapped in MMG App. | EA |  | 3929 |  | 0 | 0 | 0 | 5078 |  | 0 | 0 | 0 | 0
42 | SP-Testing | Single Phase Meter Accuracy test at site with Accucheck | Single Phase Testing with RSS at site load condition of consumer. This includes proper verification of Meter body, all seals and replacement of seals along with PVR and updation in MMG App. | EA |  | 1059 |  | 0 | 0 | 0 | 1059 |  | 0 | 0 | 0 | 0
43 | PP - Testing | Three Phase Whole CurrentMeter Accuracy test at site with Accucheck | Three Phase WC meter Testing with RSS at site load condition of consumer. This includes proper verification of Meter body, all seals and replacement of seals along with PVR Ensuring proper closure of notifications in Mobile App. | EA |  | 304 |  | 0 | 0 | 0 | 304 |  | 0 | 0 | 0 | 0
44 | LTCT - Testing | LT CT Meter Accuracy test at site with Accucheck | LTCT Meter Testing with RSS at site load condition of consumer. This includes proper verification of Meter body, all seals and replacement of seals along with PVR Ensuring proper closure of notifications in Mobile App. | EA |  | 115 |  | 0 | 0 | 0 | 115 |  | 0 | 0 | 0 | 0
45 | HT CT Testing | Meter Accuracy test at site (HTCT) | HTCT Meter Testing with RSS at site load condition of consumer. This includes proper verification of Meter body, all seals and replacement of seals along with PVR Ensuring proper closure of notifications in Mobile App. | EA |  | 70 |  | 0 | 0 | 0 | 70 |  | 0 | 0 | 0 | 0
46 | HT CT Testing | CT PT unit Testing | Testing of 11 KV / 33 KV HT CT Metering unit/ Metering Cubicle of at various loads of consumer ensuring proper shutdown. This includes proper verification of Meter body, all seals and replacement of seals along with PVR Ensuring proper closure of notifications in Mobile App.. | EA |  | 21 |  | 0 | 0 | 0 | 21 |  | 0 | 0 | 0 | 0
47 | SP/PP/DT/LTCT/HT | Prefabricated GI Structure (Supply Item)/ kg | Prefabricated / GI structural angle/ channel/flats of different sizes, as per the site requirement | Kg |  | 730 |  | 0 | 0 | 0 | 730 |  | 0 | 0 | 0 | 0
48 | DD | Manual Meter Reading | Taking manual reading parameters from meter display, providing remarks with photographs where data can not be downloaded for reason not attributable to BA | EA |  | 20 |  | 0 | 0 | 0 | 20 |  | 0 | 0 | 0 | 0
49 | DD | Data downloading of meters | Data downloading of any meter through CMRI/ Mobile Application and submission to EIC | EA |  | 20 |  | 0 | 0 | 0 | 20 |  | 0 | 0 | 0 | 0
50 | FSE | FSE- New Connection / Pre-inspection / Attribute Change / Site Verification/ attending CR cases. | Site verification of New Connection / Pre-inspection / Attribute Change / attending CR cases and submission of SVR at respective division office Ensuring proper updatioin of notifications in Mobile App.. | EA |  | 3929 |  | 0 | 0 | 0 | 5078 |  | 0 | 0 | 0 | 0
51 | SP | Mechanical meter replacement | This includes removal of old meters, installation of new meter with box, connection of I/C and O/G cable to meter terminal , communication checking and Ensuring proper closure of notifications in Mobile App. | EA |  | 2281 |  | 0 | 0 | 0 | 570 |  | 0 | 0 | 0 | 0
52 | TS | NIC / Modem Troubleshooting with TAB/ Laptop / Anyother device | Successful TS of non communicating smart meters through replacement of NIC/SIM with accessories.Includes replacement of accessories required for establishing communication (e.g., SIM, NIC, etc). Ensuring proper closure of notifications in Mobile App & SAP by the KPO. This includs Checking and validating communication status through the designated mobile application. | EA |  | 16560 |  | 0 | 0 | 0 | 16560 |  | 0 | 0 | 0 | 0
53 | Incentive-LT | Theft referral incentive | Providing incentive of Rs 1000 for each theft reporting case in case of Single Phase Consumer. Incentive for theft reporting by BA employees for which case is booked by enforcement post reporting. These cases are to be reported in MMG App with proper proof and to be certified by EIC. | EA |  | 131 |  | 0 | 0 | 0 | 169 |  | 0 | 0 | 0 | 0
54 | Incentive-WC | Theft referral incentive | Providing incentive of Rs 5000 for each theft reporting case in case of Three Phase WC Consumer. Incentive for theft reporting by BA employees for which case is booked by enforcement post reporting. These cases are to be reported in MMG App with proper proof and to be certified by EIC. | EA |  | 7 |  | 0 | 0 | 0 | 8 |  | 0 | 0 | 0 | 0
55 | Incentive-CT | Theft referral incentive | Providing incentive of Rs 7000 for each theft reporting case in case of Three Phase LTCT/HT Consumer. Incentive for theft reporting by BA employees for which case is booked by enforcement post reporting. These cases are to be reported in MMG App with proper proof and to be certified by EIC. | EA |  | 1 |  | 0 | 0 | 0 | 1 |  | 0 | 0 | 0 | 0
56 | Incentive-App | Incentive for achieving >=99% usage of MMG app | Incentive for achieving >=99% usage of MMG app for all the type of metering activities enabled for application usage from site itself on same day. This excludes consumers not enabled in MMG app. | EA |  | 1 |  | 0 | 0 | 0 | 1 |  | 0 | 0 | 0 | 0
57 | Incentive-App | Incentive for achieving >=97% upto 99%usage usage of MMG app | Incentive for achieving >=97% upto 99%usage of MMG app for all the type of metering activities enabled for application usage from site itself on same day. This excludes consumers not enabled in MMG app. | EA |  | 1 |  | 0 | 0 | 0 | 1 |  | 0 | 0 | 0 | 0
58 | Incentive-App | Incentive for achieving >=95% upto 97% usage usage of MMG app | Incentive for achieving >=95% upto 97% usage of MMG app for all the type of metering activities enabled for application usage from site itself on same day. This excludes consumers not enabled in MMG app. | EA |  | 1 |  | 0 | 0 | 0 | 1 |  | 0 | 0 | 0 | 0
59 | Incentive-Comm | Incentive for >=99% communication. | Incentive for achieving >=99% communication for all category of consumer taken together based on MIS floated from MMG HO. | EA |  | 1 |  | 0 | 0 | 0 | 1 |  | 0 | 0 | 0 | 0
60 | Incentive-Comm | Incentive for >=99% communication. | Incentive for achieving >=97% upto 99% communication for all category based on MIS floated from MMG HO. | EA |  | 1 |  | 0 | 0 | 0 | 1 |  | 0 | 0 | 0 | 0
61 | Incentive-Comm | Incentive for >=99% communication. | Incentive for achieving >=96% upto 97% communication for all category based on MIS floated from MMG HO. | EA |  | 1 |  | 0 | 0 | 0 | 1 |  | 0 | 0 | 0 | 0
62 | Vehicle-Light | Transportation charges per KM beyond 50 KM for all metering materials for movement to site through LMV. | Rate for transportation for additional travel per Km beyond 50 KM for meter/ metering accessories where in light motor vehicle (Pickup/ TATA Magic/ Equivalent vehicle is required) from site to store. This is to be limited to 500 KM per month. Approval of HoD to be taken for addational KM. | Km |  | 6000 |  | 0 | 0 | 0 | 6000 |  | 0 | 0 | 0 | 0
63 | Vehicle-Heavy | Transportation charges per KM beyond 50 KM for all metering materials for movement to site through HMV. | Rate for transportation for additional travel per Km beyond 50 KM for meter/ metering accessories where in Heavy motor vehicle is required from site to store. This is to be limited to 300 KM per month. Approval of HoD to be taken for addational KM. | Km |  | 3600 |  | 0 | 0 | 0 | 3600 |  | 0 | 0 | 0 | 0
64 | Vehicle | Vehicle for site verification, safety and quality inspection by single phase and three phase team | One vehicle ( Preferbly Non A/C Bolero) at each MMG-Division will be provided by concerned BA along with driver on fixed term on monthly basis which for site verification, safety and quality inspection by single phase and three phase team. This will be limiting to 3000 Km per month. | EA |  | 1 |  | 0 | 0 | 0 | 1 |  | 0 | 0 | 0 | 0
65 | Vehicle-BBSR Lab | Vehicle for meter to and from movement from store to BBSR Lab and return. | Vehicle (Mini Truck/ Pickup/ TATA Magic) for material inspection at MMG lab. This includes per trip to and fro movement of material from store ( Choudwar Store) to MMG lab at Cuttack and return. | EA |  |  |  | 0 | 0 | 0 |  |  | 0 | 0 | 0 | 0
66 | Vehicle-CTC Lab | Vehicle for meter to and from movement from store to CTC Lab and return. | Vehicle (Mini Truck/ Pickup/ TATA Magic) for material inspection at MMG lab. This includes per trip to and fro movement of material from store ( Bhubaneswar Store) to MMG lab at Bhubaneswar and return. | EA |  |  |  | 0 | 0 | 0 |  |  | 0 | 0 | 0 | 0
67 | Vehicle- Light | Vehicle for material transporting from Central Store to MMG division per trip. | Vehicle (Mini Truck/ Pickup/ TATA Magic) for material transporting from Central Store to MMG division. This includes loading, unloading & transportaion from Central Store to MMG division store. This can be claimed by BA limiting twice per month. | EA |  | 24 |  | 0 | 0 | 0 | 24 |  | 0 | 0 | 0 | 0
68 | Vehicle- Heavy | Vehicle for material transporting from Central Store to MMG division per trip. | Vehicle ((Mini Truck/ Pickup/ TATA Magic) for material transporting from Central Store to MMG division. This includes loading, unloading & transportaion from Central Store to MMG division store. This can be claimed by BA limiting once per month. | EA |  | 12 |  | 0 | 0 | 0 | 12 |  | 0 | 0 | 0 | 0
69 | Safety officer | Safety officer one per Division | Diploma in Electrical Safety with two years of expriences. Safety office shall be posted at division level and report to EIC and shall be responsible for safety related to safety at respective divisions. | EA |  | 1 |  | 0 | 0 | 0 | 1 |  | 0 | 0 | 0 | 0
70 | Circle Coordinator | Circle Coordinator | Any Graduate with three years experience (conversant with excel sheet & should be able to prepare reports & do quality. 1no. Each attached to MRT HODs posted at BBSR, Cuttack, Khurda, Dhenkanal, Paradip- 5nos to carryout different MMG activity at circle level. | EA |  |  |  | 0 | 0 | 0 |  |  | 0 | 0 | 0 | 0
71 | Divisional Coordinator | Divisional Coordinator | Graduate (conversant with excel sheet & should be able to prepare reports & do quality ). 1 for each Division reporting to HoG-3 Phase/ TL to assist them with day to day activity of MMG at Division level. | EA |  | 1 |  | 0 | 0 | 0 | 1 |  | 0 | 0 | 0 | 0
72 | Lineman | Addational Lineman for three phase team | ITI (Electrical), having ELBO-HT/MV license as per working voltage and preferably 2 years of relevant experience. Additional lineman with MV license may be provided to existing team on the authorization of HoD- 3 Phase as per site requirement and to be claimed as separate line item. Ref Clause- 5.2 (b) of Tender. | EA |  | 1 |  | 0 | 0 | 0 | 1 |  | 0 | 0 | 0 | 0
73 | Helper | Addational Helper for 3 Phase team and at MMG lab | 10th pass minimum . Additional helper may be provided to existing team on the authorization of HoD- 3 Phase as per site requirement and at Lab, Bhubaneswar (3) and cuttack(2). Same to be claimed as separate line item. Ref Clause- 5.2 (c) of Tender. | EA |  | 1 |  | 0 | 0 | 0 | 1 |  | 0 | 0 | 0 | 0
74 | Technician | Lab Technician | ITI (Electrical), with two years relevant experience.To be posted at Lab, Bhubaneswar (3) and cuttack(2) | EA |  |  |  | 0 | 0 | 0 |  |  | 0 | 0 | 0 | 0
Total All inlc value | [9 empty] | 0 |  |  |  |  | 0 | 0

## BAED
Schedule of items BAED
[7 empty] | Prices for Year 1 |  |  |  | Prices for Year 2 |  |  |  |  | Grand Total
Sr. No. | Activity Type | Item Short Description | Long Service Description | UOM | SAC CODE | Qty | Unit Rate (Rs.) | Appl. Taxes & Duties | All Inclusive Unit Rate (Rs.) | Total All Inclusive Value for Year-1 (Rs.) | Quantity | Unit Rate (Rs.) | Appl. Taxes & Duties | All Inclusive Unit Rate (Rs.) | Total All Inclusive Value for Year-2 (Rs.) | Prices for Year 1 + Year 2 (Rs. )
[6 empty] | A | B | C | D = B + C | E = A x D | F | G | H | I = G + H | J = F x I | K = E + J
1 | SP | Meter Replacement - SP | Removal of old meter, Installation of 1 phase energy meter with / without meter box in existing meter box / Panel with cable gland, M-seal along with accessories. This includes connection of I/C and O/G cable to meter terminal and Ensuring proper closure of notifications in Mobile App. This includes transportation of removed materials to MMG store. Transportation cost of utility owned meters to Central store will be claimed in separate line item. | EA |  | 19099 |  | 0 | 0 | 0 | 14396 |  | 0 | 0 | 0 | 0
2 | SP | Meter Shifting - SP | Shifting of existing Meters from one place to other within same premises preferably to outside and Ensuring proper closure of notifications in Mobile App. This excludes cable replcement | EA |  | 1200 |  | 0 | 0 | 0 | 1200 |  | 0 | 0 | 0 | 0
3 | SP | Meter Installation- SP Solar Generation | Installation of 1 phase energy meter for Solar Generation with with cable gland, M-seal along with accessories and Ensuring proper closure of notifications in Mobile App.. This includes connection of O/G cable of consumer to the meter terminal. | EA |  | 720 |  | 0 | 0 | 0 | 720 |  | 0 | 0 | 0 | 0
4 | SP | Meter Installation- SP NSC with Cable | Providing NSC with Meter and cable upto 2C * 10 sq mm Cable Installation providing 'O' shaped quick link, Jublee Clips / Wall corner Clamp and piercing connectors where connection is to be given in AB cable and Ensuring proper closure of notifications in Mobile App. | Ea |  | 4232 |  | 0 | 0 | 0 | 4232 |  | 0 | 0 | 0 | 0
5 | SP | Meter Installation- SP NSC without Cable | Providing NSC meter with / without meter box in existing meter box / Panel with cable gland, M-seal along with accessories providing 'O' shapped quick link, Jublee Clips / Wall corner Clamp and piercing connectors. This includes connection of I/C and O/G cable to meter terminal and Ensuring proper closure of notifications in Mobile App.. | EA |  | 1058 |  | 0 | 0 | 0 | 1058 |  | 0 | 0 | 0 | 0
6 | SP | Meter Removal SP-PDC | Permanent disconnection of SP consumer with removal of utility/ consumer owned meter with box and Ensuring proper closure of notifications in Mobile App. This includes transportation of removed materials to MMG store. Transportation cost of utility owned meters to Central store will be claimed in separate line item. | EA |  | 4160 |  | 0 | 0 | 0 | 4160 |  | 0 | 0 | 0 | 0
7 | SP | Cable Replacement- SP upto 2CX 10 sq mm | Stringing of armoured service cable upto 2CX 10 sq mm with length upto 30 m including installation of saddle, fastener for support and connection at pole / LT network with thimble / AB piercing connectors of required size and Ensuring proper closure of notifications in Mobile App. This will include supply and installation of 'O' shapped quick link, Jublee Clips / Wall corner Clamp and piercing connectors where connection is to be given in AB cable. This cost includes removal of old cable and keeping insafe custody to either re-use or return to scrap store / retun to consumer if it pertains to consumer . | EA |  | 1660 |  | 0 | 0 | 0 | 1660 |  | 0 | 0 | 0 | 0
8 | SP | Service Cable Removal -SP -PDC upto 2CX 10 sq mm | Removal of service cable of any size used for single Phase connections for permanent disconnection from pole/ LT Network and keeping insafe custody to either re-use or return to scrap store / retun to consumer if it pertains to consumer and Ensuring proper closure of notifications in Mobile App. | EA |  | 5730 |  | 0 | 0 | 0 | 4320 |  | 0 | 0 | 0 | 0
9 | SP / PP | Installation of LT Service/ Distribution Box Installation | Installation of LT Service/ Distribution Box Installation on pole along with supply of fastners / on pole with steel strap and buckles / piercing connect where LT mains in ABC at standard height. This will include supply and installation of 'O' shapped quick link, Jublee Clips / Wall corner Clamp and piercing connectors and other accessories and Ensuring proper closure of notifications in Mobile App. | EA |  | 3390 |  | 0 | 0 | 0 | 3390 |  | 0 | 0 | 0 | 0
10 | SP / PP | Removal of LT Service/ Distribution Box Installation | Removal of any type of bus bar box / distribution box from wall / from pole along with steel strap and buckles.This will include keeping insafe custody to either re-use or return to scrap store and updation in MMG App. | EA |  | 340 |  | 0 | 0 | 0 | 340 |  | 0 | 0 | 0 | 0
11 | SP | Meter transport - SP | Transport of meter to warranty/ Scrap store after devaluation of any single phase meter with / without meter box in case of permanent DC and replacement of Utility owned meters. | EA |  | 9550 |  | 0 | 0 | 0 | 7198 |  | 0 | 0 | 0 | 0
12 | PP | Meter Replacement - PP | Installation of 3 phase WC energy meter with / without meter box in existing meter box / Panel with cable gland, M-seal along with accessories. This includes connection of I/C and O/G cable to meter terminal and removal of old meters along with updation in MMG App. This includes transportation of removed materials to MMG store. Transportation cost of utility owned meters to Central store will be claimed in separate line item. | EA |  | 166 |  | 0 | 0 | 0 | 144 |  | 0 | 0 | 0 | 0
13 | PP | Meter Shifting - PP | Shifting of existing Meters from one place to other within same premises preferably to outside and Ensuring proper closure of notifications in Mobile App.. This excludes cable replcement | EA |  | 12 |  | 0 | 0 | 0 | 12 |  | 0 | 0 | 0 | 0
14 | PP | Meter Installation- PP Solar Generation | Installation of 3 phase WC energy meter for Solar Generation with with cable gland, M-seal along with accessories and Ensuring proper closure of notifications in Mobile App. This includes connection of O/G cable of consumer to the meter terminal. | EA |  | 11 |  | 0 | 0 | 0 | 11 |  | 0 | 0 | 0 | 0
15 | PP | Meter Installation- PP NSC with Cable | Providing NSC with Meter and cable upto 4C * 25 sq mm Cable Installation andand Ensuring proper closure of notifications in Mobile App. This includes providing 'O' shapped quick link, Jublee Clips / Wall corner Clamp and piercing connectors where connection is to be given in AB cable. | EA |  | 85.6 |  | 0 | 0 | 0 | 85.6 |  | 0 | 0 | 0 | 0
16 | PP | Meter Installation- PP NSC without Cable | Providing NSC meter with / without meter box in existing meter box / Panel with cable gland, M-seal along with accessories and Ensuring proper closure of notifications in Mobile App. This includes providing 'O' shapped quick link, Jublee Clips / Wall corner Clamp and piercing connectors. This includes connection of I/C and O/G cable to meter terminal. | EA |  | 21.4 |  | 0 | 0 | 0 | 21.4 |  | 0 | 0 | 0 | 0
17 | PP | Meter transport- PP | Transport of meter to warranty/ Scrap store preparing proper devaluation of any three phase meter with / without meter box in case of permanent DC and replacement of Utility owned meters. | EA |  | 177 |  | 0 | 0 | 0 | 155 |  | 0 | 0 | 0 | 0
18 | PP | Meter Removal PP-PDC | Permanent disconnection of 3 Phase WC consumer with removal of utility/ consumer owned meter with box and Ensuring proper closure of notifications in Mobile App. This includes transportation of removed materials to MMG store. Transportation cost of utility owned meters to Central store will be claimed in separate line item. | EA |  | 11 |  | 0 | 0 | 0 | 11 |  | 0 | 0 | 0 | 0
19 | PP | Cable Replacement- PP upto 4CX 35 sq mm | Removal of old cable of any size, stringing of new armoured service cable upto 4CX 35 sq mm with length upto 30 m including installation of saddle, fastener for support and connection at pole / LT network with thimble / AB piercing connectors of required size and Ensuring proper closure of notifications in Mobile App. This will include supply and installation of 'O' shapped quick link, Jublee Clips / Wall corner Clamp and piercing connectors where connection is to be given in AB cable. This cost includes removal of old cable and keeping insafe custody to either re-use or return to scrap store / retun to consumer if it pertains to consumerand updation in MMG App. | EA |  | 23 |  | 0 | 0 | 0 | 23 |  | 0 | 0 | 0 | 0
20 | PP | Service Cable Removal of upto 4CX35 sqmm cable | Removal of service cable upto 4C X 35 sq mm size for DC/PDC consumer used for Poly Phase Whole Current connections from pole/ LT Network and Ensuring proper closure of notifications in Mobile App. This includes returing it back to scrap store if not utilised again . | EA |  | 11 |  | 0 | 0 | 0 | 11 |  | 0 | 0 | 0 | 0
21 | DT | Smart DT Meter installation along with Meter Box and connection for CT / PT (For energy auditing of DTs) | Installation of Smart DT meters along with ring type CTs of various ratings, Meter Box, and associated accessories on LT side of transformers and Ensuring proper closure of notifications in Mobile App. This activity excludes handling work at tranformer LT side. | EA |  | 260 |  | 0 | 0 | 0 | 260 |  | 0 | 0 | 0 | 0
22 | DT | Smart DT Meter removal along with Meter Box and connection for CT / PT (For energy auditing of DTs) | Removal of Smart DT meters along with ring type CTs of various ratings, Meter Box, and associated accessories on LT side of transformers and return to Store Ensuring proper closure of notifications in Mobile App.. | EA |  | 26 |  | 0 | 0 | 0 | 26 |  | 0 | 0 | 0 | 0
23 | DT | Smart DT Meter installation without Meter Box and connection for CT / PT (For energy auditing of DTs) | Installation of Smart DT meters of all ratings,inside existing panel with accessories and Ensuring proper closure of notifications in Mobile App.. | EA |  | 52 |  | 0 | 0 | 0 | 52 |  | 0 | 0 | 0 | 0
24 | LT CT /DT | LTCT Meter with box Installation - All rating. | Installation of new LTCT meters with complete grouting, commissioning, supply of 8 Nos lugs and its crimping, energisation, communication of Meter and its allied accessories and seal installation with LTCT Meter box of all rating and Ensuring proper closure of notifications in Mobile App. | EA |  | 27 |  | 0 | 0 | 0 | 27 |  | 0 | 0 | 0 | 0
25 | LT CT /DT | LTCT Meter with box Removal - All Rating | Removal of any LTCT meters from site with de-energisation, Meter, modem and its allied accessories with meter box and Ensuring proper closure of notifications in Mobile App. | EA |  | 7 |  | 0 | 0 | 0 | 7 |  | 0 | 0 | 0 | 0
26 | LT CT/ DT | Meter Replacement - LTCT Meter Only | Removal of old meter and Replacement with new LTCT meter/ LTCT Smart meter of any rating without change in box ensuring proper closure of notification in MMG App. | EA |  | 4 |  | 0 | 0 | 0 | 4 |  | 0 | 0 | 0 | 0
27 | LTCT/DT | Installation of 4C*50/4C*95 sq mm armoured service cable, O/H or U/G (Length up to 30M) | Stringing, sagging of armoured service cable size 4CX 50 sq mm with length upto 30m including installation of saddle, fastener for support and connection at pole / LT network with thimble. (Saddles and Fastners are to be supplied by BA) and Ensuring proper closure of notifications in Mobile App. | EA |  | 2.8 |  | 0 | 0 | 0 | 2.8 |  | 0 | 0 | 0 | 0
28 | LTCT/DT | Installation of 4C*150 / 4C X 300 sq mm armoured service cable, O/H or U/G (Length up to 30M) | Stringing, sagging of armoured service cable size 4CX 95 sq mm / 4C X 150 sq mm with length upto 30m including installation of saddle, fastener for support and connection at pole / LT network with thimble. (Saddles and Fastners are to be supplied by BA) and Ensuring proper closure of notifications in Mobile App. | EA |  | 1.4 |  | 0 | 0 | 0 | 1.4 |  | 0 | 0 | 0 | 0
29 | LTCT/DT | Removal and dismentaling of 4C*50/4C*95 sq mm armoured power cable, O/H or U/G (Length up to 30M) | Removal and dismentaling of power cable of 4C*50/4C*95 sq mm armoured power cable, O/H or U/G (Length up to 30M) and keeping insafe custody to either re-use or return to scrap store / retun to consumer if it pertains to consumerand Ensuring proper closure of notifications in Mobile App. | EA |  | 1.4 |  | 0 | 0 | 0 | 1.4 |  | 0 | 0 | 0 | 0
30 | LTCT/DT | Removal and dismentaling of 4C*150 / 4C X 300 sq mm armoured power cable, O/H or U/G (Length up to 30M) | Removal and dismentaling of power cable of 4C*150 / 4C X 300 sq mm armoured power cable, O/H or U/G (Length up to 30M) and keeping insafe custody to either re-use or return to scrap store / retun to consumer if it pertains to consumer and Ensuring proper closure of notifications in Mobile App. | EA |  | 1 |  | 0 | 0 | 0 | 1 |  | 0 | 0 | 0 | 0
31 | LTCT/DT | Minor Fault rectification in CT Meter pertaining to termination/LT Cable. | Fault rectification includes termination (thimble / socket crimping, gland change, cable lead extention crimping and tightening) includes cable dressing/Minor reworking in CT Meter termination and Ensuring proper closure of notifications in Mobile App. | EA |  | 8 |  | 0 | 0 | 0 | 8 |  | 0 | 0 | 0 | 0
32 | HT | Meter Replacement - HT Meter Only | Removal of old meter and replacement of any HT Smart energy meter along with modem and its termination from Metering cubicle / CTPT unit ensuring proper closure of notifications in Mobile App. | EA |  | 6 |  | 0 | 0 | 0 | 6 |  | 0 | 0 | 0 | 0
33 | HT | Meter Installation - HT Meter Only | Installation of HT Smart energy meter along its termination in Metering cubicle / CTPT unit and Ensuring proper closure of notifications in Mobile App. | EA |  | 10 |  | 0 | 0 | 0 | 10 |  | 0 | 0 | 0 | 0
34 | HT | Meter Removal HT Meter Only | Removal of Utility owned removed HT energy meter from site and return of old removed utility owned meters to MMG store Ensuring proper closure of notifications in Mobile App. | EA |  | 3 |  | 0 | 0 | 0 | 3 |  | 0 | 0 | 0 | 0
35 | HT | CTPT Installation - 11KV | Installation, comissioning and energisation in all respect of 11 KV outdoor Metering CTPT unit including control cable laying at desired height with help of crane. This includes transportation from Store to Site upto 50Km and Ensuring proper closure of notifications in Mobile App. | EA |  | 2 |  | 0 | 0 | 0 | 2 |  | 0 | 0 | 0 | 0
36 | HT | CTPT Installation - 33KV | Installation, comissioning and energisation in all respect of 33 KV outdoor Metering CTPT unit including control cable laying at desired height with help of crane. This includes transportation from Store to Site upto 50Km and Ensuring proper closure of notifications in Mobile App. | EA |  | 1 |  | 0 | 0 | 0 | 1 |  | 0 | 0 | 0 | 0
37 | HT | CTPT Removal- 11KV / 33KV | De-energisation and complete Dismantling in all respect of HT metering out door CTPT unit with or without meter along with all accessories. This includes transportation of Removed Metering material is to be returned back to Warranty/Scrap store and Ensuring proper closure of notifications in Mobile App. | EA |  | 3 |  | 0 | 0 | 0 | 3 |  | 0 | 0 | 0 | 0
38 | HT | Replacement / Shifitng of control cable/ Control Cable Pipe for HTCT meters. | Replacement of control cable pipe , control cable and allied accessories including all connections with meter and Metering unit. This includes to & fro transportation, commissioning and energisation in all respect. This includes transportation from Store to Site upto 50Km and Ensuring proper closure of notifications in Mobile App. | EA |  | 3 |  | 0 | 0 | 0 | 3 |  | 0 | 0 | 0 | 0
39 | HT | Comissioning of 11 or 33 KV Metering Cubicle (Excluding Civil work) | Comissioning and energising of 11 or 33 KV Outdoor/ indoor metering cublicle along with all accessories in all respect. This includes transportation from store to site upto 50KM and Ensuring proper closure of notifications in Mobile App. | EA |  | 6 |  | 0 | 0 | 0 | 6 |  | 0 | 0 | 0 | 0
40 | HT | Removal of 11 or 33 KV Metering Cubicle | de-energisation and complete Dismantling in all respect of 11 or 33 KV Outdoor/ indoor burnt/ defective metering cublicle . This includes transportation from site to store upto 50KM and Ensuring proper closure of notifications in Mobile App. | EA |  | 1 |  | 0 | 0 | 0 | 1 |  | 0 | 0 | 0 | 0
41 | Protocol Punching | Punching of Protocols in SAP for activities not mapped in MMG App. | Complete updation and closure of notification in SAP. This includes only activities are not mapped in MMG App. | EA |  | 2865 |  | 0 | 0 | 0 | 2159 |  | 0 | 0 | 0 | 0
42 | SP-Testing | Single Phase Meter Accuracy test at site with Accucheck | Single Phase Testing with RSS at site load condition of consumer. This includes proper verification of Meter body, all seals and replacement of seals along with PVR and updation in MMG App. | EA |  | 846 |  | 0 | 0 | 0 | 846 |  | 0 | 0 | 0 | 0
43 | PP - Testing | Three Phase Whole CurrentMeter Accuracy test at site with Accucheck | Three Phase WC meter Testing with RSS at site load condition of consumer. This includes proper verification of Meter body, all seals and replacement of seals along with PVR Ensuring proper closure of notifications in Mobile App. | EA |  | 110 |  | 0 | 0 | 0 | 110 |  | 0 | 0 | 0 | 0
44 | LTCT - Testing | LT CT Meter Accuracy test at site with Accucheck | LTCT Meter Testing with RSS at site load condition of consumer. This includes proper verification of Meter body, all seals and replacement of seals along with PVR Ensuring proper closure of notifications in Mobile App. | EA |  | 67 |  | 0 | 0 | 0 | 67 |  | 0 | 0 | 0 | 0
45 | HT CT Testing | Meter Accuracy test at site (HTCT) | HTCT Meter Testing with RSS at site load condition of consumer. This includes proper verification of Meter body, all seals and replacement of seals along with PVR Ensuring proper closure of notifications in Mobile App. | EA |  | 61 |  | 0 | 0 | 0 | 61 |  | 0 | 0 | 0 | 0
46 | HT CT Testing | CT PT unit Testing | Testing of 11 KV / 33 KV HT CT Metering unit/ Metering Cubicle of at various loads of consumer ensuring proper shutdown. This includes proper verification of Meter body, all seals and replacement of seals along with PVR Ensuring proper closure of notifications in Mobile App.. | EA |  | 18 |  | 0 | 0 | 0 | 18 |  | 0 | 0 | 0 | 0
47 | SP/PP/DT/LTCT/HT | Prefabricated GI Structure (Supply Item)/ kg | Prefabricated / GI structural angle/ channel/flats of different sizes, as per the site requirement | Kg |  | 580 |  | 0 | 0 | 0 | 580 |  | 0 | 0 | 0 | 0
48 | DD | Manual Meter Reading | Taking manual reading parameters from meter display, providing remarks with photographs where data can not be downloaded for reason not attributable to BA | EA |  | 11 |  | 0 | 0 | 0 | 11 |  | 0 | 0 | 0 | 0
49 | DD | Data downloading of meters | Data downloading of any meter through CMRI/ Mobile Application and submission to EIC | EA |  | 11 |  | 0 | 0 | 0 | 11 |  | 0 | 0 | 0 | 0
50 | FSE | FSE- New Connection / Pre-inspection / Attribute Change / Site Verification/ attending CR cases. | Site verification of New Connection / Pre-inspection / Attribute Change / attending CR cases and submission of SVR at respective division office Ensuring proper updatioin of notifications in Mobile App.. | EA |  | 2865 |  | 0 | 0 | 0 | 2159 |  | 0 | 0 | 0 | 0
51 | SP | Mechanical meter replacement | This includes removal of old meters, installation of new meter with box, connection of I/C and O/G cable to meter terminal , communication checking and Ensuring proper closure of notifications in Mobile App. | EA |  | 2629 |  | 0 | 0 | 0 | 657 |  | 0 | 0 | 0 | 0
52 | TS | NIC / Modem Troubleshooting with TAB/ Laptop / Anyother device | Successful TS of non communicating smart meters through replacement of NIC/SIM with accessories.Includes replacement of accessories required for establishing communication (e.g., SIM, NIC, etc). Ensuring proper closure of notifications in Mobile App & SAP by the KPO. This includs Checking and validating communication status through the designated mobile application. | EA |  | 4740 |  | 0 | 0 | 0 | 4740 |  | 0 | 0 | 0 | 0
53 | Incentive-LT | Theft referral incentive | Providing incentive of Rs 1000 for each theft reporting case in case of Single Phase Consumer. Incentive for theft reporting by BA employees for which case is booked by enforcement post reporting. These cases are to be reported in MMG App with proper proof and to be certified by EIC. | EA |  | 95 |  | 0 | 0 | 0 | 72 |  | 0 | 0 | 0 | 0
54 | Incentive-WC | Theft referral incentive | Providing incentive of Rs 5000 for each theft reporting case in case of Three Phase WC Consumer. Incentive for theft reporting by BA employees for which case is booked by enforcement post reporting. These cases are to be reported in MMG App with proper proof and to be certified by EIC. | EA |  | 2 |  | 0 | 0 | 0 | 1 |  | 0 | 0 | 0 | 0
55 | Incentive-CT | Theft referral incentive | Providing incentive of Rs 7000 for each theft reporting case in case of Three Phase LTCT/HT Consumer. Incentive for theft reporting by BA employees for which case is booked by enforcement post reporting. These cases are to be reported in MMG App with proper proof and to be certified by EIC. | EA |  | 1 |  | 0 | 0 | 0 | 1 |  | 0 | 0 | 0 | 0
56 | Incentive-App | Incentive for achieving >=99% usage of MMG app | Incentive for achieving >=99% usage of MMG app for all the type of metering activities enabled for application usage from site itself on same day. This excludes consumers not enabled in MMG app. | EA |  | 1 |  | 0 | 0 | 0 | 1 |  | 0 | 0 | 0 | 0
57 | Incentive-App | Incentive for achieving >=97% upto 99%usage usage of MMG app | Incentive for achieving >=97% upto 99%usage of MMG app for all the type of metering activities enabled for application usage from site itself on same day. This excludes consumers not enabled in MMG app. | EA |  | 1 |  | 0 | 0 | 0 | 1 |  | 0 | 0 | 0 | 0
58 | Incentive-App | Incentive for achieving >=95% upto 97% usage usage of MMG app | Incentive for achieving >=95% upto 97% usage of MMG app for all the type of metering activities enabled for application usage from site itself on same day. This excludes consumers not enabled in MMG app. | EA |  | 1 |  | 0 | 0 | 0 | 1 |  | 0 | 0 | 0 | 0
59 | Incentive-Comm | Incentive for >=99% communication. | Incentive for achieving >=99% communication for all category of consumer taken together based on MIS floated from MMG HO. | EA |  | 1 |  | 0 | 0 | 0 | 1 |  | 0 | 0 | 0 | 0
60 | Incentive-Comm | Incentive for >=99% communication. | Incentive for achieving >=97% upto 99% communication for all category based on MIS floated from MMG HO. | EA |  | 1 |  | 0 | 0 | 0 | 1 |  | 0 | 0 | 0 | 0
61 | Incentive-Comm | Incentive for >=99% communication. | Incentive for achieving >=96% upto 97% communication for all category based on MIS floated from MMG HO. | EA |  | 1 |  | 0 | 0 | 0 | 1 |  | 0 | 0 | 0 | 0
62 | Vehicle-Light | Transportation charges per KM beyond 50 KM for all metering materials for movement to site through LMV. | Rate for transportation for additional travel per Km beyond 50 KM for meter/ metering accessories where in light motor vehicle (Pickup/ TATA Magic/ Equivalent vehicle is required) from site to store. This is to be limited to 500 KM per month. Approval of HoD to be taken for addational KM. | Km |  | 6000 |  | 0 | 0 | 0 | 6000 |  | 0 | 0 | 0 | 0
63 | Vehicle-Heavy | Transportation charges per KM beyond 50 KM for all metering materials for movement to site through HMV. | Rate for transportation for additional travel per Km beyond 50 KM for meter/ metering accessories where in Heavy motor vehicle is required from site to store. This is to be limited to 300 KM per month. Approval of HoD to be taken for addational KM. | Km |  | 3600 |  | 0 | 0 | 0 | 3600 |  | 0 | 0 | 0 | 0
64 | Vehicle | Vehicle for site verification, safety and quality inspection by single phase and three phase team | One vehicle ( Preferbly Non A/C Bolero) at each MMG-Division will be provided by concerned BA along with driver on fixed term on monthly basis which for site verification, safety and quality inspection by single phase and three phase team. This will be limiting to 3000 Km per month. | EA |  | 1 |  | 0 | 0 | 0 | 1 |  | 0 | 0 | 0 | 0
65 | Vehicle-BBSR Lab | Vehicle for meter to and from movement from store to BBSR Lab and return. | Vehicle (Mini Truck/ Pickup/ TATA Magic) for material inspection at MMG lab. This includes per trip to and fro movement of material from store ( Choudwar Store) to MMG lab at Cuttack and return. | EA |  |  |  | 0 | 0 | 0 |  |  | 0 | 0 | 0 | 0
66 | Vehicle-CTC Lab | Vehicle for meter to and from movement from store to CTC Lab and return. | Vehicle (Mini Truck/ Pickup/ TATA Magic) for material inspection at MMG lab. This includes per trip to and fro movement of material from store ( Bhubaneswar Store) to MMG lab at Bhubaneswar and return. | EA |  |  |  | 0 | 0 | 0 |  |  | 0 | 0 | 0 | 0
67 | Vehicle- Light | Vehicle for material transporting from Central Store to MMG division per trip. | Vehicle (Mini Truck/ Pickup/ TATA Magic) for material transporting from Central Store to MMG division. This includes loading, unloading & transportaion from Central Store to MMG division store. This can be claimed by BA limiting twice per month. | EA |  | 24 |  | 0 | 0 | 0 | 24 |  | 0 | 0 | 0 | 0
68 | Vehicle- Heavy | Vehicle for material transporting from Central Store to MMG division per trip. | Vehicle ((Mini Truck/ Pickup/ TATA Magic) for material transporting from Central Store to MMG division. This includes loading, unloading & transportaion from Central Store to MMG division store. This can be claimed by BA limiting once per month. | EA |  | 12 |  | 0 | 0 | 0 | 12 |  | 0 | 0 | 0 | 0
69 | Safety officer | Safety officer one per Division | Diploma in Electrical Safety with two years of expriences. Safety office shall be posted at division level and report to EIC and shall be responsible for safety related to safety at respective divisions. | EA |  | 1 |  | 0 | 0 | 0 | 1 |  | 0 | 0 | 0 | 0
70 | Circle Coordinator | Circle Coordinator | Any Graduate with three years experience (conversant with excel sheet & should be able to prepare reports & do quality. 1no. Each attached to MRT HODs posted at BBSR, Cuttack, Khurda, Dhenkanal, Paradip- 5nos to carryout different MMG activity at circle level. | EA |  |  |  | 0 | 0 | 0 |  |  | 0 | 0 | 0 | 0
71 | Divisional Coordinator | Divisional Coordinator | Graduate (conversant with excel sheet & should be able to prepare reports & do quality ). 1 for each Division reporting to HoG-3 Phase/ TL to assist them with day to day activity of MMG at Division level. | EA |  | 1 |  | 0 | 0 | 0 | 1 |  | 0 | 0 | 0 | 0
72 | Lineman | Addational Lineman for three phase team | ITI (Electrical), having ELBO-HT/MV license as per working voltage and preferably 2 years of relevant experience. Additional lineman with MV license may be provided to existing team on the authorization of HoD- 3 Phase as per site requirement and to be claimed as separate line item. Ref Clause- 5.2 (b) of Tender. | EA |  | 1 |  | 0 | 0 | 0 | 1 |  | 0 | 0 | 0 | 0
73 | Helper | Addational Helper for 3 Phase team and at MMG lab | 10th pass minimum . Additional helper may be provided to existing team on the authorization of HoD- 3 Phase as per site requirement and at Lab, Bhubaneswar (3) and cuttack(2). Same to be claimed as separate line item. Ref Clause- 5.2 (c) of Tender. | EA |  | 1 |  | 0 | 0 | 0 | 1 |  | 0 | 0 | 0 | 0
74 | Technician | Lab Technician | ITI (Electrical), with two years relevant experience.To be posted at Lab, Bhubaneswar (3) and cuttack(2) | EA |  |  |  | 0 | 0 | 0 |  |  | 0 | 0 | 0 | 0
Total All inlc value | [9 empty] | 0 |  |  |  |  | 0 | 0

## KHD
Schedule of items KHD
[7 empty] | Prices for Year 1 |  |  |  | Prices for Year 2 |  |  |  |  | Grand Total
Sr. No. | Activity Type | Item Short Description | Long Service Description | UOM | SAC CODE | Qty | Unit Rate (Rs.) | Appl. Taxes & Duties | All Inclusive Unit Rate (Rs.) | Total All Inclusive Value for Year-1 (Rs.) | Quantity | Unit Rate (Rs.) | Appl. Taxes & Duties | All Inclusive Unit Rate (Rs.) | Total All Inclusive Value for Year-2 (Rs.) | Prices for Year 1 + Year 2 (Rs. )
[6 empty] | A | B | C | D = B + C | E = A x D | F | G | H | I = G + H | J = F x I | K = E + J
1 | SP | Meter Replacement - SP | Removal of old meter, Installation of 1 phase energy meter with / without meter box in existing meter box / Panel with cable gland, M-seal along with accessories. This includes connection of I/C and O/G cable to meter terminal and Ensuring proper closure of notifications in Mobile App. This includes transportation of removed materials to MMG store. Transportation cost of utility owned meters to Central store will be claimed in separate line item. | EA |  | 45598 |  | 0 | 0 | 0 | 28360 |  | 0 | 0 | 0 | 0
2 | SP | Meter Shifting - SP | Shifting of existing Meters from one place to other within same premises preferably to outside and Ensuring proper closure of notifications in Mobile App. This excludes cable replcement | EA |  | 1810 |  | 0 | 0 | 0 | 1810 |  | 0 | 0 | 0 | 0
3 | SP | Meter Installation- SP Solar Generation | Installation of 1 phase energy meter for Solar Generation with with cable gland, M-seal along with accessories and Ensuring proper closure of notifications in Mobile App.. This includes connection of O/G cable of consumer to the meter terminal. | EA |  | 3610 |  | 0 | 0 | 0 | 3610 |  | 0 | 0 | 0 | 0
4 | SP | Meter Installation- SP NSC with Cable | Providing NSC with Meter and cable upto 2C * 10 sq mm Cable Installation providing 'O' shaped quick link, Jublee Clips / Wall corner Clamp and piercing connectors where connection is to be given in AB cable and Ensuring proper closure of notifications in Mobile App. | Ea |  | 8384 |  | 0 | 0 | 0 | 8384 |  | 0 | 0 | 0 | 0
5 | SP | Meter Installation- SP NSC without Cable | Providing NSC meter with / without meter box in existing meter box / Panel with cable gland, M-seal along with accessories providing 'O' shapped quick link, Jublee Clips / Wall corner Clamp and piercing connectors. This includes connection of I/C and O/G cable to meter terminal and Ensuring proper closure of notifications in Mobile App.. | EA |  | 2096 |  | 0 | 0 | 0 | 2096 |  | 0 | 0 | 0 | 0
6 | SP | Meter Removal SP-PDC | Permanent disconnection of SP consumer with removal of utility/ consumer owned meter with box and Ensuring proper closure of notifications in Mobile App. This includes transportation of removed materials to MMG store. Transportation cost of utility owned meters to Central store will be claimed in separate line item. | EA |  | 7770 |  | 0 | 0 | 0 | 7770 |  | 0 | 0 | 0 | 0
7 | SP | Cable Replacement- SP upto 2CX 10 sq mm | Stringing of armoured service cable upto 2CX 10 sq mm with length upto 30 m including installation of saddle, fastener for support and connection at pole / LT network with thimble / AB piercing connectors of required size and Ensuring proper closure of notifications in Mobile App. This will include supply and installation of 'O' shapped quick link, Jublee Clips / Wall corner Clamp and piercing connectors where connection is to be given in AB cable. This cost includes removal of old cable and keeping insafe custody to either re-use or return to scrap store / retun to consumer if it pertains to consumer . | EA |  | 860 |  | 0 | 0 | 0 | 860 |  | 0 | 0 | 0 | 0
8 | SP | Service Cable Removal -SP -PDC upto 2CX 10 sq mm | Removal of service cable of any size used for single Phase connections for permanent disconnection from pole/ LT Network and keeping insafe custody to either re-use or return to scrap store / retun to consumer if it pertains to consumer and Ensuring proper closure of notifications in Mobile App. | EA |  | 13680 |  | 0 | 0 | 0 | 8510 |  | 0 | 0 | 0 | 0
9 | SP / PP | Installation of LT Service/ Distribution Box Installation | Installation of LT Service/ Distribution Box Installation on pole along with supply of fastners / on pole with steel strap and buckles / piercing connect where LT mains in ABC at standard height. This will include supply and installation of 'O' shapped quick link, Jublee Clips / Wall corner Clamp and piercing connectors and other accessories and Ensuring proper closure of notifications in Mobile App. | EA |  | 6710 |  | 0 | 0 | 0 | 6710 |  | 0 | 0 | 0 | 0
10 | SP / PP | Removal of LT Service/ Distribution Box Installation | Removal of any type of bus bar box / distribution box from wall / from pole along with steel strap and buckles.This will include keeping insafe custody to either re-use or return to scrap store and updation in MMG App. | EA |  | 670 |  | 0 | 0 | 0 | 670 |  | 0 | 0 | 0 | 0
11 | SP | Meter transport - SP | Transport of meter to warranty/ Scrap store after devaluation of any single phase meter with / without meter box in case of permanent DC and replacement of Utility owned meters. | EA |  | 22799 |  | 0 | 0 | 0 | 14180 |  | 0 | 0 | 0 | 0
12 | PP | Meter Replacement - PP | Installation of 3 phase WC energy meter with / without meter box in existing meter box / Panel with cable gland, M-seal along with accessories. This includes connection of I/C and O/G cable to meter terminal and removal of old meters along with updation in MMG App. This includes transportation of removed materials to MMG store. Transportation cost of utility owned meters to Central store will be claimed in separate line item. | EA |  | 820 |  | 0 | 0 | 0 | 655 |  | 0 | 0 | 0 | 0
13 | PP | Meter Shifting - PP | Shifting of existing Meters from one place to other within same premises preferably to outside and Ensuring proper closure of notifications in Mobile App.. This excludes cable replcement | EA |  | 83 |  | 0 | 0 | 0 | 83 |  | 0 | 0 | 0 | 0
14 | PP | Meter Installation- PP Solar Generation | Installation of 3 phase WC energy meter for Solar Generation with with cable gland, M-seal along with accessories and Ensuring proper closure of notifications in Mobile App. This includes connection of O/G cable of consumer to the meter terminal. | EA |  | 38 |  | 0 | 0 | 0 | 38 |  | 0 | 0 | 0 | 0
15 | PP | Meter Installation- PP NSC with Cable | Providing NSC with Meter and cable upto 4C * 25 sq mm Cable Installation andand Ensuring proper closure of notifications in Mobile App. This includes providing 'O' shapped quick link, Jublee Clips / Wall corner Clamp and piercing connectors where connection is to be given in AB cable. | EA |  | 302.4 |  | 0 | 0 | 0 | 302.4 |  | 0 | 0 | 0 | 0
16 | PP | Meter Installation- PP NSC without Cable | Providing NSC meter with / without meter box in existing meter box / Panel with cable gland, M-seal along with accessories and Ensuring proper closure of notifications in Mobile App. This includes providing 'O' shapped quick link, Jublee Clips / Wall corner Clamp and piercing connectors. This includes connection of I/C and O/G cable to meter terminal. | EA |  | 75.6 |  | 0 | 0 | 0 | 75.6 |  | 0 | 0 | 0 | 0
17 | PP | Meter transport- PP | Transport of meter to warranty/ Scrap store preparing proper devaluation of any three phase meter with / without meter box in case of permanent DC and replacement of Utility owned meters. | EA |  | 858 |  | 0 | 0 | 0 | 693 |  | 0 | 0 | 0 | 0
18 | PP | Meter Removal PP-PDC | Permanent disconnection of 3 Phase WC consumer with removal of utility/ consumer owned meter with box and Ensuring proper closure of notifications in Mobile App. This includes transportation of removed materials to MMG store. Transportation cost of utility owned meters to Central store will be claimed in separate line item. | EA |  | 38 |  | 0 | 0 | 0 | 38 |  | 0 | 0 | 0 | 0
19 | PP | Cable Replacement- PP upto 4CX 35 sq mm | Removal of old cable of any size, stringing of new armoured service cable upto 4CX 35 sq mm with length upto 30 m including installation of saddle, fastener for support and connection at pole / LT network with thimble / AB piercing connectors of required size and Ensuring proper closure of notifications in Mobile App. This will include supply and installation of 'O' shapped quick link, Jublee Clips / Wall corner Clamp and piercing connectors where connection is to be given in AB cable. This cost includes removal of old cable and keeping insafe custody to either re-use or return to scrap store / retun to consumer if it pertains to consumerand updation in MMG App. | EA |  | 121 |  | 0 | 0 | 0 | 121 |  | 0 | 0 | 0 | 0
20 | PP | Service Cable Removal of upto 4CX35 sqmm cable | Removal of service cable upto 4C X 35 sq mm size for DC/PDC consumer used for Poly Phase Whole Current connections from pole/ LT Network and Ensuring proper closure of notifications in Mobile App. This includes returing it back to scrap store if not utilised again . | EA |  | 38 |  | 0 | 0 | 0 | 38 |  | 0 | 0 | 0 | 0
21 | DT | Smart DT Meter installation along with Meter Box and connection for CT / PT (For energy auditing of DTs) | Installation of Smart DT meters along with ring type CTs of various ratings, Meter Box, and associated accessories on LT side of transformers and Ensuring proper closure of notifications in Mobile App. This activity excludes handling work at tranformer LT side. | EA |  | 370 |  | 0 | 0 | 0 | 370 |  | 0 | 0 | 0 | 0
22 | DT | Smart DT Meter removal along with Meter Box and connection for CT / PT (For energy auditing of DTs) | Removal of Smart DT meters along with ring type CTs of various ratings, Meter Box, and associated accessories on LT side of transformers and return to Store Ensuring proper closure of notifications in Mobile App.. | EA |  | 37 |  | 0 | 0 | 0 | 37 |  | 0 | 0 | 0 | 0
23 | DT | Smart DT Meter installation without Meter Box and connection for CT / PT (For energy auditing of DTs) | Installation of Smart DT meters of all ratings,inside existing panel with accessories and Ensuring proper closure of notifications in Mobile App.. | EA |  | 74 |  | 0 | 0 | 0 | 74 |  | 0 | 0 | 0 | 0
24 | LT CT /DT | LTCT Meter with box Installation - All rating. | Installation of new LTCT meters with complete grouting, commissioning, supply of 8 Nos lugs and its crimping, energisation, communication of Meter and its allied accessories and seal installation with LTCT Meter box of all rating and Ensuring proper closure of notifications in Mobile App. | EA |  | 123 |  | 0 | 0 | 0 | 123 |  | 0 | 0 | 0 | 0
25 | LT CT /DT | LTCT Meter with box Removal - All Rating | Removal of any LTCT meters from site with de-energisation, Meter, modem and its allied accessories with meter box and Ensuring proper closure of notifications in Mobile App. | EA |  | 33 |  | 0 | 0 | 0 | 33 |  | 0 | 0 | 0 | 0
26 | LT CT/ DT | Meter Replacement - LTCT Meter Only | Removal of old meter and Replacement with new LTCT meter/ LTCT Smart meter of any rating without change in box ensuring proper closure of notification in MMG App. | EA |  | 17 |  | 0 | 0 | 0 | 17 |  | 0 | 0 | 0 | 0
27 | LTCT/DT | Installation of 4C*50/4C*95 sq mm armoured service cable, O/H or U/G (Length up to 30M) | Stringing, sagging of armoured service cable size 4CX 50 sq mm with length upto 30m including installation of saddle, fastener for support and connection at pole / LT network with thimble. (Saddles and Fastners are to be supplied by BA) and Ensuring proper closure of notifications in Mobile App. | EA |  | 13.2 |  | 0 | 0 | 0 | 13.2 |  | 0 | 0 | 0 | 0
28 | LTCT/DT | Installation of 4C*150 / 4C X 300 sq mm armoured service cable, O/H or U/G (Length up to 30M) | Stringing, sagging of armoured service cable size 4CX 95 sq mm / 4C X 150 sq mm with length upto 30m including installation of saddle, fastener for support and connection at pole / LT network with thimble. (Saddles and Fastners are to be supplied by BA) and Ensuring proper closure of notifications in Mobile App. | EA |  | 6.6 |  | 0 | 0 | 0 | 6.6 |  | 0 | 0 | 0 | 0
29 | LTCT/DT | Removal and dismentaling of 4C*50/4C*95 sq mm armoured power cable, O/H or U/G (Length up to 30M) | Removal and dismentaling of power cable of 4C*50/4C*95 sq mm armoured power cable, O/H or U/G (Length up to 30M) and keeping insafe custody to either re-use or return to scrap store / retun to consumer if it pertains to consumerand Ensuring proper closure of notifications in Mobile App. | EA |  | 6.6 |  | 0 | 0 | 0 | 6.6 |  | 0 | 0 | 0 | 0
30 | LTCT/DT | Removal and dismentaling of 4C*150 / 4C X 300 sq mm armoured power cable, O/H or U/G (Length up to 30M) | Removal and dismentaling of power cable of 4C*150 / 4C X 300 sq mm armoured power cable, O/H or U/G (Length up to 30M) and keeping insafe custody to either re-use or return to scrap store / retun to consumer if it pertains to consumer and Ensuring proper closure of notifications in Mobile App. | EA |  | 3 |  | 0 | 0 | 0 | 3 |  | 0 | 0 | 0 | 0
31 | LTCT/DT | Minor Fault rectification in CT Meter pertaining to termination/LT Cable. | Fault rectification includes termination (thimble / socket crimping, gland change, cable lead extention crimping and tightening) includes cable dressing/Minor reworking in CT Meter termination and Ensuring proper closure of notifications in Mobile App. | EA |  | 37 |  | 0 | 0 | 0 | 37 |  | 0 | 0 | 0 | 0
32 | HT | Meter Replacement - HT Meter Only | Removal of old meter and replacement of any HT Smart energy meter along with modem and its termination from Metering cubicle / CTPT unit ensuring proper closure of notifications in Mobile App. | EA |  | 41 |  | 0 | 0 | 0 | 41 |  | 0 | 0 | 0 | 0
33 | HT | Meter Installation - HT Meter Only | Installation of HT Smart energy meter along its termination in Metering cubicle / CTPT unit and Ensuring proper closure of notifications in Mobile App. | EA |  | 40 |  | 0 | 0 | 0 | 40 |  | 0 | 0 | 0 | 0
34 | HT | Meter Removal HT Meter Only | Removal of Utility owned removed HT energy meter from site and return of old removed utility owned meters to MMG store Ensuring proper closure of notifications in Mobile App. | EA |  | 20 |  | 0 | 0 | 0 | 20 |  | 0 | 0 | 0 | 0
35 | HT | CTPT Installation - 11KV | Installation, comissioning and energisation in all respect of 11 KV outdoor Metering CTPT unit including control cable laying at desired height with help of crane. This includes transportation from Store to Site upto 50Km and Ensuring proper closure of notifications in Mobile App. | EA |  | 12 |  | 0 | 0 | 0 | 12 |  | 0 | 0 | 0 | 0
36 | HT | CTPT Installation - 33KV | Installation, comissioning and energisation in all respect of 33 KV outdoor Metering CTPT unit including control cable laying at desired height with help of crane. This includes transportation from Store to Site upto 50Km and Ensuring proper closure of notifications in Mobile App. | EA |  | 8 |  | 0 | 0 | 0 | 8 |  | 0 | 0 | 0 | 0
37 | HT | CTPT Removal- 11KV / 33KV | De-energisation and complete Dismantling in all respect of HT metering out door CTPT unit with or without meter along with all accessories. This includes transportation of Removed Metering material is to be returned back to Warranty/Scrap store and Ensuring proper closure of notifications in Mobile App. | EA |  | 20 |  | 0 | 0 | 0 | 20 |  | 0 | 0 | 0 | 0
38 | HT | Replacement / Shifitng of control cable/ Control Cable Pipe for HTCT meters. | Replacement of control cable pipe , control cable and allied accessories including all connections with meter and Metering unit. This includes to & fro transportation, commissioning and energisation in all respect. This includes transportation from Store to Site upto 50Km and Ensuring proper closure of notifications in Mobile App. | EA |  | 20 |  | 0 | 0 | 0 | 20 |  | 0 | 0 | 0 | 0
39 | HT | Comissioning of 11 or 33 KV Metering Cubicle (Excluding Civil work) | Comissioning and energising of 11 or 33 KV Outdoor/ indoor metering cublicle along with all accessories in all respect. This includes transportation from store to site upto 50KM and Ensuring proper closure of notifications in Mobile App. | EA |  | 24 |  | 0 | 0 | 0 | 24 |  | 0 | 0 | 0 | 0
40 | HT | Removal of 11 or 33 KV Metering Cubicle | de-energisation and complete Dismantling in all respect of 11 or 33 KV Outdoor/ indoor burnt/ defective metering cublicle . This includes transportation from site to store upto 50KM and Ensuring proper closure of notifications in Mobile App. | EA |  | 5 |  | 0 | 0 | 0 | 5 |  | 0 | 0 | 0 | 0
41 | Protocol Punching | Punching of Protocols in SAP for activities not mapped in MMG App. | Complete updation and closure of notification in SAP. This includes only activities are not mapped in MMG App. | EA |  | 6840 |  | 0 | 0 | 0 | 4254 |  | 0 | 0 | 0 | 0
42 | SP-Testing | Single Phase Meter Accuracy test at site with Accucheck | Single Phase Testing with RSS at site load condition of consumer. This includes proper verification of Meter body, all seals and replacement of seals along with PVR and updation in MMG App. | EA |  | 1677 |  | 0 | 0 | 0 | 1677 |  | 0 | 0 | 0 | 0
43 | PP - Testing | Three Phase Whole CurrentMeter Accuracy test at site with Accucheck | Three Phase WC meter Testing with RSS at site load condition of consumer. This includes proper verification of Meter body, all seals and replacement of seals along with PVR Ensuring proper closure of notifications in Mobile App. | EA |  | 258 |  | 0 | 0 | 0 | 258 |  | 0 | 0 | 0 | 0
44 | LTCT - Testing | LT CT Meter Accuracy test at site with Accucheck | LTCT Meter Testing with RSS at site load condition of consumer. This includes proper verification of Meter body, all seals and replacement of seals along with PVR Ensuring proper closure of notifications in Mobile App. | EA |  | 281 |  | 0 | 0 | 0 | 281 |  | 0 | 0 | 0 | 0
45 | HT CT Testing | Meter Accuracy test at site (HTCT) | HTCT Meter Testing with RSS at site load condition of consumer. This includes proper verification of Meter body, all seals and replacement of seals along with PVR Ensuring proper closure of notifications in Mobile App. | EA |  | 405 |  | 0 | 0 | 0 | 405 |  | 0 | 0 | 0 | 0
46 | HT CT Testing | CT PT unit Testing | Testing of 11 KV / 33 KV HT CT Metering unit/ Metering Cubicle of at various loads of consumer ensuring proper shutdown. This includes proper verification of Meter body, all seals and replacement of seals along with PVR Ensuring proper closure of notifications in Mobile App.. | EA |  | 122 |  | 0 | 0 | 0 | 122 |  | 0 | 0 | 0 | 0
47 | SP/PP/DT/LTCT/HT | Prefabricated GI Structure (Supply Item)/ kg | Prefabricated / GI structural angle/ channel/flats of different sizes, as per the site requirement | Kg |  | 1150 |  | 0 | 0 | 0 | 1150 |  | 0 | 0 | 0 | 0
48 | DD | Manual Meter Reading | Taking manual reading parameters from meter display, providing remarks with photographs where data can not be downloaded for reason not attributable to BA | EA |  | 80 |  | 0 | 0 | 0 | 80 |  | 0 | 0 | 0 | 0
49 | DD | Data downloading of meters | Data downloading of any meter through CMRI/ Mobile Application and submission to EIC | EA |  | 80 |  | 0 | 0 | 0 | 80 |  | 0 | 0 | 0 | 0
50 | FSE | FSE- New Connection / Pre-inspection / Attribute Change / Site Verification/ attending CR cases. | Site verification of New Connection / Pre-inspection / Attribute Change / attending CR cases and submission of SVR at respective division office Ensuring proper updatioin of notifications in Mobile App.. | EA |  | 6840 |  | 0 | 0 | 0 | 4254 |  | 0 | 0 | 0 | 0
51 | SP | Mechanical meter replacement | This includes removal of old meters, installation of new meter with box, connection of I/C and O/G cable to meter terminal , communication checking and Ensuring proper closure of notifications in Mobile App. | EA |  | 10494 |  | 0 | 0 | 0 | 2624 |  | 0 | 0 | 0 | 0
52 | TS | NIC / Modem Troubleshooting with TAB/ Laptop / Anyother device | Successful TS of non communicating smart meters through replacement of NIC/SIM with accessories.Includes replacement of accessories required for establishing communication (e.g., SIM, NIC, etc). Ensuring proper closure of notifications in Mobile App & SAP by the KPO. This includs Checking and validating communication status through the designated mobile application. | EA |  | 9276 |  | 0 | 0 | 0 | 9276 |  | 0 | 0 | 0 | 0
53 | Incentive-LT | Theft referral incentive | Providing incentive of Rs 1000 for each theft reporting case in case of Single Phase Consumer. Incentive for theft reporting by BA employees for which case is booked by enforcement post reporting. These cases are to be reported in MMG App with proper proof and to be certified by EIC. | EA |  | 228 |  | 0 | 0 | 0 | 142 |  | 0 | 0 | 0 | 0
54 | Incentive-WC | Theft referral incentive | Providing incentive of Rs 5000 for each theft reporting case in case of Three Phase WC Consumer. Incentive for theft reporting by BA employees for which case is booked by enforcement post reporting. These cases are to be reported in MMG App with proper proof and to be certified by EIC. | EA |  | 8 |  | 0 | 0 | 0 | 7 |  | 0 | 0 | 0 | 0
55 | Incentive-CT | Theft referral incentive | Providing incentive of Rs 7000 for each theft reporting case in case of Three Phase LTCT/HT Consumer. Incentive for theft reporting by BA employees for which case is booked by enforcement post reporting. These cases are to be reported in MMG App with proper proof and to be certified by EIC. | EA |  | 4 |  | 0 | 0 | 0 | 4 |  | 0 | 0 | 0 | 0
56 | Incentive-App | Incentive for achieving >=99% usage of MMG app | Incentive for achieving >=99% usage of MMG app for all the type of metering activities enabled for application usage from site itself on same day. This excludes consumers not enabled in MMG app. | EA |  | 1 |  | 0 | 0 | 0 | 1 |  | 0 | 0 | 0 | 0
57 | Incentive-App | Incentive for achieving >=97% upto 99%usage usage of MMG app | Incentive for achieving >=97% upto 99%usage of MMG app for all the type of metering activities enabled for application usage from site itself on same day. This excludes consumers not enabled in MMG app. | EA |  | 1 |  | 0 | 0 | 0 | 1 |  | 0 | 0 | 0 | 0
58 | Incentive-App | Incentive for achieving >=95% upto 97% usage usage of MMG app | Incentive for achieving >=95% upto 97% usage of MMG app for all the type of metering activities enabled for application usage from site itself on same day. This excludes consumers not enabled in MMG app. | EA |  | 1 |  | 0 | 0 | 0 | 1 |  | 0 | 0 | 0 | 0
59 | Incentive-Comm | Incentive for >=99% communication. | Incentive for achieving >=99% communication for all category of consumer taken together based on MIS floated from MMG HO. | EA |  | 1 |  | 0 | 0 | 0 | 1 |  | 0 | 0 | 0 | 0
60 | Incentive-Comm | Incentive for >=99% communication. | Incentive for achieving >=97% upto 99% communication for all category based on MIS floated from MMG HO. | EA |  | 1 |  | 0 | 0 | 0 | 1 |  | 0 | 0 | 0 | 0
61 | Incentive-Comm | Incentive for >=99% communication. | Incentive for achieving >=96% upto 97% communication for all category based on MIS floated from MMG HO. | EA |  | 1 |  | 0 | 0 | 0 | 1 |  | 0 | 0 | 0 | 0
62 | Vehicle-Light | Transportation charges per KM beyond 50 KM for all metering materials for movement to site through LMV. | Rate for transportation for additional travel per Km beyond 50 KM for meter/ metering accessories where in light motor vehicle (Pickup/ TATA Magic/ Equivalent vehicle is required) from site to store. This is to be limited to 500 KM per month. Approval of HoD to be taken for addational KM. | Km |  | 6000 |  | 0 | 0 | 0 | 6000 |  | 0 | 0 | 0 | 0
63 | Vehicle-Heavy | Transportation charges per KM beyond 50 KM for all metering materials for movement to site through HMV. | Rate for transportation for additional travel per Km beyond 50 KM for meter/ metering accessories where in Heavy motor vehicle is required from site to store. This is to be limited to 300 KM per month. Approval of HoD to be taken for addational KM. | Km |  | 3600 |  | 0 | 0 | 0 | 3600 |  | 0 | 0 | 0 | 0
64 | Vehicle | Vehicle for site verification, safety and quality inspection by single phase and three phase team | One vehicle ( Preferbly Non A/C Bolero) at each MMG-Division will be provided by concerned BA along with driver on fixed term on monthly basis which for site verification, safety and quality inspection by single phase and three phase team. This will be limiting to 3000 Km per month. | EA |  | 1 |  | 0 | 0 | 0 | 1 |  | 0 | 0 | 0 | 0
65 | Vehicle-BBSR Lab | Vehicle for meter to and from movement from store to BBSR Lab and return. | Vehicle (Mini Truck/ Pickup/ TATA Magic) for material inspection at MMG lab. This includes per trip to and fro movement of material from store ( Choudwar Store) to MMG lab at Cuttack and return. | EA |  |  |  | 0 | 0 | 0 |  |  | 0 | 0 | 0 | 0
66 | Vehicle-CTC Lab | Vehicle for meter to and from movement from store to CTC Lab and return. | Vehicle (Mini Truck/ Pickup/ TATA Magic) for material inspection at MMG lab. This includes per trip to and fro movement of material from store ( Bhubaneswar Store) to MMG lab at Bhubaneswar and return. | EA |  |  |  | 0 | 0 | 0 |  |  | 0 | 0 | 0 | 0
67 | Vehicle- Light | Vehicle for material transporting from Central Store to MMG division per trip. | Vehicle (Mini Truck/ Pickup/ TATA Magic) for material transporting from Central Store to MMG division. This includes loading, unloading & transportaion from Central Store to MMG division store. This can be claimed by BA limiting twice per month. | EA |  | 24 |  | 0 | 0 | 0 | 24 |  | 0 | 0 | 0 | 0
68 | Vehicle- Heavy | Vehicle for material transporting from Central Store to MMG division per trip. | Vehicle ((Mini Truck/ Pickup/ TATA Magic) for material transporting from Central Store to MMG division. This includes loading, unloading & transportaion from Central Store to MMG division store. This can be claimed by BA limiting once per month. | EA |  | 12 |  | 0 | 0 | 0 | 12 |  | 0 | 0 | 0 | 0
69 | Safety officer | Safety officer one per Division | Diploma in Electrical Safety with two years of expriences. Safety office shall be posted at division level and report to EIC and shall be responsible for safety related to safety at respective divisions. | EA |  | 1 |  | 0 | 0 | 0 | 1 |  | 0 | 0 | 0 | 0
70 | Circle Coordinator | Circle Coordinator | Any Graduate with three years experience (conversant with excel sheet & should be able to prepare reports & do quality. 1no. Each attached to MRT HODs posted at BBSR, Cuttack, Khurda, Dhenkanal, Paradip- 5nos to carryout different MMG activity at circle level. | EA |  | 1 |  | 0 | 0 | 0 | 1 |  | 0 | 0 | 0 | 0
71 | Divisional Coordinator | Divisional Coordinator | Graduate (conversant with excel sheet & should be able to prepare reports & do quality ). 1 for each Division reporting to HoG-3 Phase/ TL to assist them with day to day activity of MMG at Division level. | EA |  | 1 |  | 0 | 0 | 0 | 1 |  | 0 | 0 | 0 | 0
72 | Lineman | Addational Lineman for three phase team | ITI (Electrical), having ELBO-HT/MV license as per working voltage and preferably 2 years of relevant experience. Additional lineman with MV license may be provided to existing team on the authorization of HoD- 3 Phase as per site requirement and to be claimed as separate line item. Ref Clause- 5.2 (b) of Tender. | EA |  | 1 |  | 0 | 0 | 0 | 1 |  | 0 | 0 | 0 | 0
73 | Helper | Addational Helper for 3 Phase team and at MMG lab | 10th pass minimum . Additional helper may be provided to existing team on the authorization of HoD- 3 Phase as per site requirement and at Lab, Bhubaneswar (3) and cuttack(2). Same to be claimed as separate line item. Ref Clause- 5.2 (c) of Tender. | EA |  | 1 |  | 0 | 0 | 0 | 1 |  | 0 | 0 | 0 | 0
74 | Technician | Lab Technician | ITI (Electrical), with two years relevant experience.To be posted at Lab, Bhubaneswar (3) and cuttack(2) | EA |  |  |  | 0 | 0 | 0 |  |  | 0 | 0 | 0 | 0
Total All inlc value | [9 empty] | 0 |  |  |  |  | 0 | 0

## NYD
Schedule of items NYD
[7 empty] | Prices for Year 1 |  |  |  | Prices for Year 2 |  |  |  |  | Grand Total
Sr. No. | Activity Type | Item Short Description | Long Service Description | UOM | SAC CODE | Qty | Unit Rate (Rs.) | Appl. Taxes & Duties | All Inclusive Unit Rate (Rs.) | Total All Inclusive Value for Year-1 (Rs.) | Quantity | Unit Rate (Rs.) | Appl. Taxes & Duties | All Inclusive Unit Rate (Rs.) | Total All Inclusive Value for Year-2 (Rs.) | Prices for Year 1 + Year 2 (Rs. )
[6 empty] | A | B | C | D = B + C | E = A x D | F | G | H | I = G + H | J = F x I | K = E + J
1 | SP | Meter Replacement - SP | Removal of old meter, Installation of 1 phase energy meter with / without meter box in existing meter box / Panel with cable gland, M-seal along with accessories. This includes connection of I/C and O/G cable to meter terminal and Ensuring proper closure of notifications in Mobile App. This includes transportation of removed materials to MMG store. Transportation cost of utility owned meters to Central store will be claimed in separate line item. | EA |  | 27038 |  | 0 | 0 | 0 | 19540 |  | 0 | 0 | 0 | 0
2 | SP | Meter Shifting - SP | Shifting of existing Meters from one place to other within same premises preferably to outside and Ensuring proper closure of notifications in Mobile App. This excludes cable replcement | EA |  | 1540 |  | 0 | 0 | 0 | 1540 |  | 0 | 0 | 0 | 0
3 | SP | Meter Installation- SP Solar Generation | Installation of 1 phase energy meter for Solar Generation with with cable gland, M-seal along with accessories and Ensuring proper closure of notifications in Mobile App.. This includes connection of O/G cable of consumer to the meter terminal. | EA |  | 3350 |  | 0 | 0 | 0 | 3350 |  | 0 | 0 | 0 | 0
4 | SP | Meter Installation- SP NSC with Cable | Providing NSC with Meter and cable upto 2C * 10 sq mm Cable Installation providing 'O' shaped quick link, Jublee Clips / Wall corner Clamp and piercing connectors where connection is to be given in AB cable and Ensuring proper closure of notifications in Mobile App. | Ea |  | 4768 |  | 0 | 0 | 0 | 4768 |  | 0 | 0 | 0 | 0
5 | SP | Meter Installation- SP NSC without Cable | Providing NSC meter with / without meter box in existing meter box / Panel with cable gland, M-seal along with accessories providing 'O' shapped quick link, Jublee Clips / Wall corner Clamp and piercing connectors. This includes connection of I/C and O/G cable to meter terminal and Ensuring proper closure of notifications in Mobile App.. | EA |  | 1192 |  | 0 | 0 | 0 | 1192 |  | 0 | 0 | 0 | 0
6 | SP | Meter Removal SP-PDC | Permanent disconnection of SP consumer with removal of utility/ consumer owned meter with box and Ensuring proper closure of notifications in Mobile App. This includes transportation of removed materials to MMG store. Transportation cost of utility owned meters to Central store will be claimed in separate line item. | EA |  | 6970 |  | 0 | 0 | 0 | 6970 |  | 0 | 0 | 0 | 0
7 | SP | Cable Replacement- SP upto 2CX 10 sq mm | Stringing of armoured service cable upto 2CX 10 sq mm with length upto 30 m including installation of saddle, fastener for support and connection at pole / LT network with thimble / AB piercing connectors of required size and Ensuring proper closure of notifications in Mobile App. This will include supply and installation of 'O' shapped quick link, Jublee Clips / Wall corner Clamp and piercing connectors where connection is to be given in AB cable. This cost includes removal of old cable and keeping insafe custody to either re-use or return to scrap store / retun to consumer if it pertains to consumer . | EA |  | 1400 |  | 0 | 0 | 0 | 1400 |  | 0 | 0 | 0 | 0
8 | SP | Service Cable Removal -SP -PDC upto 2CX 10 sq mm | Removal of service cable of any size used for single Phase connections for permanent disconnection from pole/ LT Network and keeping insafe custody to either re-use or return to scrap store / retun to consumer if it pertains to consumer and Ensuring proper closure of notifications in Mobile App. | EA |  | 8110 |  | 0 | 0 | 0 | 5860 |  | 0 | 0 | 0 | 0
9 | SP / PP | Installation of LT Service/ Distribution Box Installation | Installation of LT Service/ Distribution Box Installation on pole along with supply of fastners / on pole with steel strap and buckles / piercing connect where LT mains in ABC at standard height. This will include supply and installation of 'O' shapped quick link, Jublee Clips / Wall corner Clamp and piercing connectors and other accessories and Ensuring proper closure of notifications in Mobile App. | EA |  | 3810 |  | 0 | 0 | 0 | 3810 |  | 0 | 0 | 0 | 0
10 | SP / PP | Removal of LT Service/ Distribution Box Installation | Removal of any type of bus bar box / distribution box from wall / from pole along with steel strap and buckles.This will include keeping insafe custody to either re-use or return to scrap store and updation in MMG App. | EA |  | 380 |  | 0 | 0 | 0 | 380 |  | 0 | 0 | 0 | 0
11 | SP | Meter transport - SP | Transport of meter to warranty/ Scrap store after devaluation of any single phase meter with / without meter box in case of permanent DC and replacement of Utility owned meters. | EA |  | 13519 |  | 0 | 0 | 0 | 9770 |  | 0 | 0 | 0 | 0
12 | PP | Meter Replacement - PP | Installation of 3 phase WC energy meter with / without meter box in existing meter box / Panel with cable gland, M-seal along with accessories. This includes connection of I/C and O/G cable to meter terminal and removal of old meters along with updation in MMG App. This includes transportation of removed materials to MMG store. Transportation cost of utility owned meters to Central store will be claimed in separate line item. | EA |  | 526 |  | 0 | 0 | 0 | 524 |  | 0 | 0 | 0 | 0
13 | PP | Meter Shifting - PP | Shifting of existing Meters from one place to other within same premises preferably to outside and Ensuring proper closure of notifications in Mobile App.. This excludes cable replcement | EA |  | 25 |  | 0 | 0 | 0 | 25 |  | 0 | 0 | 0 | 0
14 | PP | Meter Installation- PP Solar Generation | Installation of 3 phase WC energy meter for Solar Generation with with cable gland, M-seal along with accessories and Ensuring proper closure of notifications in Mobile App. This includes connection of O/G cable of consumer to the meter terminal. | EA |  | 32 |  | 0 | 0 | 0 | 32 |  | 0 | 0 | 0 | 0
15 | PP | Meter Installation- PP NSC with Cable | Providing NSC with Meter and cable upto 4C * 25 sq mm Cable Installation andand Ensuring proper closure of notifications in Mobile App. This includes providing 'O' shapped quick link, Jublee Clips / Wall corner Clamp and piercing connectors where connection is to be given in AB cable. | EA |  | 254.4 |  | 0 | 0 | 0 | 254.4 |  | 0 | 0 | 0 | 0
16 | PP | Meter Installation- PP NSC without Cable | Providing NSC meter with / without meter box in existing meter box / Panel with cable gland, M-seal along with accessories and Ensuring proper closure of notifications in Mobile App. This includes providing 'O' shapped quick link, Jublee Clips / Wall corner Clamp and piercing connectors. This includes connection of I/C and O/G cable to meter terminal. | EA |  | 63.6 |  | 0 | 0 | 0 | 63.6 |  | 0 | 0 | 0 | 0
17 | PP | Meter transport- PP | Transport of meter to warranty/ Scrap store preparing proper devaluation of any three phase meter with / without meter box in case of permanent DC and replacement of Utility owned meters. | EA |  | 558 |  | 0 | 0 | 0 | 556 |  | 0 | 0 | 0 | 0
18 | PP | Meter Removal PP-PDC | Permanent disconnection of 3 Phase WC consumer with removal of utility/ consumer owned meter with box and Ensuring proper closure of notifications in Mobile App. This includes transportation of removed materials to MMG store. Transportation cost of utility owned meters to Central store will be claimed in separate line item. | EA |  | 32 |  | 0 | 0 | 0 | 32 |  | 0 | 0 | 0 | 0
19 | PP | Cable Replacement- PP upto 4CX 35 sq mm | Removal of old cable of any size, stringing of new armoured service cable upto 4CX 35 sq mm with length upto 30 m including installation of saddle, fastener for support and connection at pole / LT network with thimble / AB piercing connectors of required size and Ensuring proper closure of notifications in Mobile App. This will include supply and installation of 'O' shapped quick link, Jublee Clips / Wall corner Clamp and piercing connectors where connection is to be given in AB cable. This cost includes removal of old cable and keeping insafe custody to either re-use or return to scrap store / retun to consumer if it pertains to consumerand updation in MMG App. | EA |  | 57 |  | 0 | 0 | 0 | 57 |  | 0 | 0 | 0 | 0
20 | PP | Service Cable Removal of upto 4CX35 sqmm cable | Removal of service cable upto 4C X 35 sq mm size for DC/PDC consumer used for Poly Phase Whole Current connections from pole/ LT Network and Ensuring proper closure of notifications in Mobile App. This includes returing it back to scrap store if not utilised again . | EA |  | 32 |  | 0 | 0 | 0 | 32 |  | 0 | 0 | 0 | 0
21 | DT | Smart DT Meter installation along with Meter Box and connection for CT / PT (For energy auditing of DTs) | Installation of Smart DT meters along with ring type CTs of various ratings, Meter Box, and associated accessories on LT side of transformers and Ensuring proper closure of notifications in Mobile App. This activity excludes handling work at tranformer LT side. | EA |  | 250 |  | 0 | 0 | 0 | 250 |  | 0 | 0 | 0 | 0
22 | DT | Smart DT Meter removal along with Meter Box and connection for CT / PT (For energy auditing of DTs) | Removal of Smart DT meters along with ring type CTs of various ratings, Meter Box, and associated accessories on LT side of transformers and return to Store Ensuring proper closure of notifications in Mobile App.. | EA |  | 25 |  | 0 | 0 | 0 | 25 |  | 0 | 0 | 0 | 0
23 | DT | Smart DT Meter installation without Meter Box and connection for CT / PT (For energy auditing of DTs) | Installation of Smart DT meters of all ratings,inside existing panel with accessories and Ensuring proper closure of notifications in Mobile App.. | EA |  | 50 |  | 0 | 0 | 0 | 50 |  | 0 | 0 | 0 | 0
24 | LT CT /DT | LTCT Meter with box Installation - All rating. | Installation of new LTCT meters with complete grouting, commissioning, supply of 8 Nos lugs and its crimping, energisation, communication of Meter and its allied accessories and seal installation with LTCT Meter box of all rating and Ensuring proper closure of notifications in Mobile App. | EA |  | 70 |  | 0 | 0 | 0 | 70 |  | 0 | 0 | 0 | 0
25 | LT CT /DT | LTCT Meter with box Removal - All Rating | Removal of any LTCT meters from site with de-energisation, Meter, modem and its allied accessories with meter box and Ensuring proper closure of notifications in Mobile App. | EA |  | 30 |  | 0 | 0 | 0 | 30 |  | 0 | 0 | 0 | 0
26 | LT CT/ DT | Meter Replacement - LTCT Meter Only | Removal of old meter and Replacement with new LTCT meter/ LTCT Smart meter of any rating without change in box ensuring proper closure of notification in MMG App. | EA |  | 15 |  | 0 | 0 | 0 | 15 |  | 0 | 0 | 0 | 0
27 | LTCT/DT | Installation of 4C*50/4C*95 sq mm armoured service cable, O/H or U/G (Length up to 30M) | Stringing, sagging of armoured service cable size 4CX 50 sq mm with length upto 30m including installation of saddle, fastener for support and connection at pole / LT network with thimble. (Saddles and Fastners are to be supplied by BA) and Ensuring proper closure of notifications in Mobile App. | EA |  | 12 |  | 0 | 0 | 0 | 12 |  | 0 | 0 | 0 | 0
28 | LTCT/DT | Installation of 4C*150 / 4C X 300 sq mm armoured service cable, O/H or U/G (Length up to 30M) | Stringing, sagging of armoured service cable size 4CX 95 sq mm / 4C X 150 sq mm with length upto 30m including installation of saddle, fastener for support and connection at pole / LT network with thimble. (Saddles and Fastners are to be supplied by BA) and Ensuring proper closure of notifications in Mobile App. | EA |  | 6 |  | 0 | 0 | 0 | 6 |  | 0 | 0 | 0 | 0
29 | LTCT/DT | Removal and dismentaling of 4C*50/4C*95 sq mm armoured power cable, O/H or U/G (Length up to 30M) | Removal and dismentaling of power cable of 4C*50/4C*95 sq mm armoured power cable, O/H or U/G (Length up to 30M) and keeping insafe custody to either re-use or return to scrap store / retun to consumer if it pertains to consumerand Ensuring proper closure of notifications in Mobile App. | EA |  | 6 |  | 0 | 0 | 0 | 6 |  | 0 | 0 | 0 | 0
30 | LTCT/DT | Removal and dismentaling of 4C*150 / 4C X 300 sq mm armoured power cable, O/H or U/G (Length up to 30M) | Removal and dismentaling of power cable of 4C*150 / 4C X 300 sq mm armoured power cable, O/H or U/G (Length up to 30M) and keeping insafe custody to either re-use or return to scrap store / retun to consumer if it pertains to consumer and Ensuring proper closure of notifications in Mobile App. | EA |  | 3 |  | 0 | 0 | 0 | 3 |  | 0 | 0 | 0 | 0
31 | LTCT/DT | Minor Fault rectification in CT Meter pertaining to termination/LT Cable. | Fault rectification includes termination (thimble / socket crimping, gland change, cable lead extention crimping and tightening) includes cable dressing/Minor reworking in CT Meter termination and Ensuring proper closure of notifications in Mobile App. | EA |  | 21 |  | 0 | 0 | 0 | 21 |  | 0 | 0 | 0 | 0
32 | HT | Meter Replacement - HT Meter Only | Removal of old meter and replacement of any HT Smart energy meter along with modem and its termination from Metering cubicle / CTPT unit ensuring proper closure of notifications in Mobile App. | EA |  | 8 |  | 0 | 0 | 0 | 8 |  | 0 | 0 | 0 | 0
33 | HT | Meter Installation - HT Meter Only | Installation of HT Smart energy meter along its termination in Metering cubicle / CTPT unit and Ensuring proper closure of notifications in Mobile App. | EA |  | 10 |  | 0 | 0 | 0 | 10 |  | 0 | 0 | 0 | 0
34 | HT | Meter Removal HT Meter Only | Removal of Utility owned removed HT energy meter from site and return of old removed utility owned meters to MMG store Ensuring proper closure of notifications in Mobile App. | EA |  | 4 |  | 0 | 0 | 0 | 4 |  | 0 | 0 | 0 | 0
35 | HT | CTPT Installation - 11KV | Installation, comissioning and energisation in all respect of 11 KV outdoor Metering CTPT unit including control cable laying at desired height with help of crane. This includes transportation from Store to Site upto 50Km and Ensuring proper closure of notifications in Mobile App. | EA |  | 2 |  | 0 | 0 | 0 | 2 |  | 0 | 0 | 0 | 0
36 | HT | CTPT Installation - 33KV | Installation, comissioning and energisation in all respect of 33 KV outdoor Metering CTPT unit including control cable laying at desired height with help of crane. This includes transportation from Store to Site upto 50Km and Ensuring proper closure of notifications in Mobile App. | EA |  | 2 |  | 0 | 0 | 0 | 2 |  | 0 | 0 | 0 | 0
37 | HT | CTPT Removal- 11KV / 33KV | De-energisation and complete Dismantling in all respect of HT metering out door CTPT unit with or without meter along with all accessories. This includes transportation of Removed Metering material is to be returned back to Warranty/Scrap store and Ensuring proper closure of notifications in Mobile App. | EA |  | 4 |  | 0 | 0 | 0 | 4 |  | 0 | 0 | 0 | 0
38 | HT | Replacement / Shifitng of control cable/ Control Cable Pipe for HTCT meters. | Replacement of control cable pipe , control cable and allied accessories including all connections with meter and Metering unit. This includes to & fro transportation, commissioning and energisation in all respect. This includes transportation from Store to Site upto 50Km and Ensuring proper closure of notifications in Mobile App. | EA |  | 4 |  | 0 | 0 | 0 | 4 |  | 0 | 0 | 0 | 0
39 | HT | Comissioning of 11 or 33 KV Metering Cubicle (Excluding Civil work) | Comissioning and energising of 11 or 33 KV Outdoor/ indoor metering cublicle along with all accessories in all respect. This includes transportation from store to site upto 50KM and Ensuring proper closure of notifications in Mobile App. | EA |  | 6 |  | 0 | 0 | 0 | 6 |  | 0 | 0 | 0 | 0
40 | HT | Removal of 11 or 33 KV Metering Cubicle | de-energisation and complete Dismantling in all respect of 11 or 33 KV Outdoor/ indoor burnt/ defective metering cublicle . This includes transportation from site to store upto 50KM and Ensuring proper closure of notifications in Mobile App. | EA |  | 1 |  | 0 | 0 | 0 | 1 |  | 0 | 0 | 0 | 0
41 | Protocol Punching | Punching of Protocols in SAP for activities not mapped in MMG App. | Complete updation and closure of notification in SAP. This includes only activities are not mapped in MMG App. | EA |  | 4056 |  | 0 | 0 | 0 | 2931 |  | 0 | 0 | 0 | 0
42 | SP-Testing | Single Phase Meter Accuracy test at site with Accucheck | Single Phase Testing with RSS at site load condition of consumer. This includes proper verification of Meter body, all seals and replacement of seals along with PVR and updation in MMG App. | EA |  | 954 |  | 0 | 0 | 0 | 954 |  | 0 | 0 | 0 | 0
43 | PP - Testing | Three Phase Whole CurrentMeter Accuracy test at site with Accucheck | Three Phase WC meter Testing with RSS at site load condition of consumer. This includes proper verification of Meter body, all seals and replacement of seals along with PVR Ensuring proper closure of notifications in Mobile App. | EA |  | 233 |  | 0 | 0 | 0 | 233 |  | 0 | 0 | 0 | 0
44 | LTCT - Testing | LT CT Meter Accuracy test at site with Accucheck | LTCT Meter Testing with RSS at site load condition of consumer. This includes proper verification of Meter body, all seals and replacement of seals along with PVR Ensuring proper closure of notifications in Mobile App. | EA |  | 99 |  | 0 | 0 | 0 | 99 |  | 0 | 0 | 0 | 0
45 | HT CT Testing | Meter Accuracy test at site (HTCT) | HTCT Meter Testing with RSS at site load condition of consumer. This includes proper verification of Meter body, all seals and replacement of seals along with PVR Ensuring proper closure of notifications in Mobile App. | EA |  | 76 |  | 0 | 0 | 0 | 76 |  | 0 | 0 | 0 | 0
46 | HT CT Testing | CT PT unit Testing | Testing of 11 KV / 33 KV HT CT Metering unit/ Metering Cubicle of at various loads of consumer ensuring proper shutdown. This includes proper verification of Meter body, all seals and replacement of seals along with PVR Ensuring proper closure of notifications in Mobile App.. | EA |  | 23 |  | 0 | 0 | 0 | 23 |  | 0 | 0 | 0 | 0
47 | SP/PP/DT/LTCT/HT | Prefabricated GI Structure (Supply Item)/ kg | Prefabricated / GI structural angle/ channel/flats of different sizes, as per the site requirement | Kg |  | 660 |  | 0 | 0 | 0 | 660 |  | 0 | 0 | 0 | 0
48 | DD | Manual Meter Reading | Taking manual reading parameters from meter display, providing remarks with photographs where data can not be downloaded for reason not attributable to BA | EA |  | 5 |  | 0 | 0 | 0 | 5 |  | 0 | 0 | 0 | 0
49 | DD | Data downloading of meters | Data downloading of any meter through CMRI/ Mobile Application and submission to EIC | EA |  | 5 |  | 0 | 0 | 0 | 5 |  | 0 | 0 | 0 | 0
50 | FSE | FSE- New Connection / Pre-inspection / Attribute Change / Site Verification/ attending CR cases. | Site verification of New Connection / Pre-inspection / Attribute Change / attending CR cases and submission of SVR at respective division office Ensuring proper updatioin of notifications in Mobile App.. | EA |  | 4056 |  | 0 | 0 | 0 | 2931 |  | 0 | 0 | 0 | 0
51 | SP | Mechanical meter replacement | This includes removal of old meters, installation of new meter with box, connection of I/C and O/G cable to meter terminal , communication checking and Ensuring proper closure of notifications in Mobile App. | EA |  | 2484 |  | 0 | 0 | 0 | 621 |  | 0 | 0 | 0 | 0
52 | TS | NIC / Modem Troubleshooting with TAB/ Laptop / Anyother device | Successful TS of non communicating smart meters through replacement of NIC/SIM with accessories.Includes replacement of accessories required for establishing communication (e.g., SIM, NIC, etc). Ensuring proper closure of notifications in Mobile App & SAP by the KPO. This includs Checking and validating communication status through the designated mobile application. | EA |  | 23616 |  | 0 | 0 | 0 | 23616 |  | 0 | 0 | 0 | 0
53 | Incentive-LT | Theft referral incentive | Providing incentive of Rs 1000 for each theft reporting case in case of Single Phase Consumer. Incentive for theft reporting by BA employees for which case is booked by enforcement post reporting. These cases are to be reported in MMG App with proper proof and to be certified by EIC. | EA |  | 135 |  | 0 | 0 | 0 | 98 |  | 0 | 0 | 0 | 0
54 | Incentive-WC | Theft referral incentive | Providing incentive of Rs 5000 for each theft reporting case in case of Three Phase WC Consumer. Incentive for theft reporting by BA employees for which case is booked by enforcement post reporting. These cases are to be reported in MMG App with proper proof and to be certified by EIC. | EA |  | 5 |  | 0 | 0 | 0 | 5 |  | 0 | 0 | 0 | 0
55 | Incentive-CT | Theft referral incentive | Providing incentive of Rs 7000 for each theft reporting case in case of Three Phase LTCT/HT Consumer. Incentive for theft reporting by BA employees for which case is booked by enforcement post reporting. These cases are to be reported in MMG App with proper proof and to be certified by EIC. | EA |  | 1 |  | 0 | 0 | 0 | 1 |  | 0 | 0 | 0 | 0
56 | Incentive-App | Incentive for achieving >=99% usage of MMG app | Incentive for achieving >=99% usage of MMG app for all the type of metering activities enabled for application usage from site itself on same day. This excludes consumers not enabled in MMG app. | EA |  | 1 |  | 0 | 0 | 0 | 1 |  | 0 | 0 | 0 | 0
57 | Incentive-App | Incentive for achieving >=97% upto 99%usage usage of MMG app | Incentive for achieving >=97% upto 99%usage of MMG app for all the type of metering activities enabled for application usage from site itself on same day. This excludes consumers not enabled in MMG app. | EA |  | 1 |  | 0 | 0 | 0 | 1 |  | 0 | 0 | 0 | 0
58 | Incentive-App | Incentive for achieving >=95% upto 97% usage usage of MMG app | Incentive for achieving >=95% upto 97% usage of MMG app for all the type of metering activities enabled for application usage from site itself on same day. This excludes consumers not enabled in MMG app. | EA |  | 1 |  | 0 | 0 | 0 | 1 |  | 0 | 0 | 0 | 0
59 | Incentive-Comm | Incentive for >=99% communication. | Incentive for achieving >=99% communication for all category of consumer taken together based on MIS floated from MMG HO. | EA |  | 1 |  | 0 | 0 | 0 | 1 |  | 0 | 0 | 0 | 0
60 | Incentive-Comm | Incentive for >=99% communication. | Incentive for achieving >=97% upto 99% communication for all category based on MIS floated from MMG HO. | EA |  | 1 |  | 0 | 0 | 0 | 1 |  | 0 | 0 | 0 | 0
61 | Incentive-Comm | Incentive for >=99% communication. | Incentive for achieving >=96% upto 97% communication for all category based on MIS floated from MMG HO. | EA |  | 1 |  | 0 | 0 | 0 | 1 |  | 0 | 0 | 0 | 0
62 | Vehicle-Light | Transportation charges per KM beyond 50 KM for all metering materials for movement to site through LMV. | Rate for transportation for additional travel per Km beyond 50 KM for meter/ metering accessories where in light motor vehicle (Pickup/ TATA Magic/ Equivalent vehicle is required) from site to store. This is to be limited to 500 KM per month. Approval of HoD to be taken for addational KM. | Km |  | 6000 |  | 0 | 0 | 0 | 6000 |  | 0 | 0 | 0 | 0
63 | Vehicle-Heavy | Transportation charges per KM beyond 50 KM for all metering materials for movement to site through HMV. | Rate for transportation for additional travel per Km beyond 50 KM for meter/ metering accessories where in Heavy motor vehicle is required from site to store. This is to be limited to 300 KM per month. Approval of HoD to be taken for addational KM. | Km |  | 3600 |  | 0 | 0 | 0 | 3600 |  | 0 | 0 | 0 | 0
64 | Vehicle | Vehicle for site verification, safety and quality inspection by single phase and three phase team | One vehicle ( Preferbly Non A/C Bolero) at each MMG-Division will be provided by concerned BA along with driver on fixed term on monthly basis which for site verification, safety and quality inspection by single phase and three phase team. This will be limiting to 3000 Km per month. | EA |  | 1 |  | 0 | 0 | 0 | 1 |  | 0 | 0 | 0 | 0
65 | Vehicle-BBSR Lab | Vehicle for meter to and from movement from store to BBSR Lab and return. | Vehicle (Mini Truck/ Pickup/ TATA Magic) for material inspection at MMG lab. This includes per trip to and fro movement of material from store ( Choudwar Store) to MMG lab at Cuttack and return. | EA |  |  |  | 0 | 0 | 0 |  |  | 0 | 0 | 0 | 0
66 | Vehicle-CTC Lab | Vehicle for meter to and from movement from store to CTC Lab and return. | Vehicle (Mini Truck/ Pickup/ TATA Magic) for material inspection at MMG lab. This includes per trip to and fro movement of material from store ( Bhubaneswar Store) to MMG lab at Bhubaneswar and return. | EA |  |  |  | 0 | 0 | 0 |  |  | 0 | 0 | 0 | 0
67 | Vehicle- Light | Vehicle for material transporting from Central Store to MMG division per trip. | Vehicle (Mini Truck/ Pickup/ TATA Magic) for material transporting from Central Store to MMG division. This includes loading, unloading & transportaion from Central Store to MMG division store. This can be claimed by BA limiting twice per month. | EA |  | 24 |  | 0 | 0 | 0 | 24 |  | 0 | 0 | 0 | 0
68 | Vehicle- Heavy | Vehicle for material transporting from Central Store to MMG division per trip. | Vehicle ((Mini Truck/ Pickup/ TATA Magic) for material transporting from Central Store to MMG division. This includes loading, unloading & transportaion from Central Store to MMG division store. This can be claimed by BA limiting once per month. | EA |  | 12 |  | 0 | 0 | 0 | 12 |  | 0 | 0 | 0 | 0
69 | Safety officer | Safety officer one per Division | Diploma in Electrical Safety with two years of expriences. Safety office shall be posted at division level and report to EIC and shall be responsible for safety related to safety at respective divisions. | EA |  | 1 |  | 0 | 0 | 0 | 1 |  | 0 | 0 | 0 | 0
70 | Circle Coordinator | Circle Coordinator | Any Graduate with three years experience (conversant with excel sheet & should be able to prepare reports & do quality. 1no. Each attached to MRT HODs posted at BBSR, Cuttack, Khurda, Dhenkanal, Paradip- 5nos to carryout different MMG activity at circle level. | EA |  |  |  | 0 | 0 | 0 |  |  | 0 | 0 | 0 | 0
71 | Divisional Coordinator | Divisional Coordinator | Graduate (conversant with excel sheet & should be able to prepare reports & do quality ). 1 for each Division reporting to HoG-3 Phase/ TL to assist them with day to day activity of MMG at Division level. | EA |  | 1 |  | 0 | 0 | 0 | 1 |  | 0 | 0 | 0 | 0
72 | Lineman | Addational Lineman for three phase team | ITI (Electrical), having ELBO-HT/MV license as per working voltage and preferably 2 years of relevant experience. Additional lineman with MV license may be provided to existing team on the authorization of HoD- 3 Phase as per site requirement and to be claimed as separate line item. Ref Clause- 5.2 (b) of Tender. | EA |  | 1 |  | 0 | 0 | 0 | 1 |  | 0 | 0 | 0 | 0
73 | Helper | Addational Helper for 3 Phase team and at MMG lab | 10th pass minimum . Additional helper may be provided to existing team on the authorization of HoD- 3 Phase as per site requirement and at Lab, Bhubaneswar (3) and cuttack(2). Same to be claimed as separate line item. Ref Clause- 5.2 (c) of Tender. | EA |  | 1 |  | 0 | 0 | 0 | 1 |  | 0 | 0 | 0 | 0
74 | Technician | Lab Technician | ITI (Electrical), with two years relevant experience.To be posted at Lab, Bhubaneswar (3) and cuttack(2) | EA |  |  |  | 0 | 0 | 0 |  |  | 0 | 0 | 0 | 0
Total All inlc value | [9 empty] | 0 |  |  |  |  | 0 | 0

## PED
Schedule of items PED
[7 empty] | Prices for Year 1 |  |  |  | Prices for Year 2 |  |  |  |  | Grand Total
Sr. No. | Activity Type | Item Short Description | Long Service Description | UOM | SAC CODE | Qty | Unit Rate (Rs.) | Appl. Taxes & Duties | All Inclusive Unit Rate (Rs.) | Total All Inclusive Value for Year-1 (Rs.) | Quantity | Unit Rate (Rs.) | Appl. Taxes & Duties | All Inclusive Unit Rate (Rs.) | Total All Inclusive Value for Year-2 (Rs.) | Prices for Year 1 + Year 2 (Rs. )
[6 empty] | A | B | C | D = B + C | E = A x D | F | G | H | I = G + H | J = F x I | K = E + J
1 | SP | Meter Replacement - SP | Removal of old meter, Installation of 1 phase energy meter with / without meter box in existing meter box / Panel with cable gland, M-seal along with accessories. This includes connection of I/C and O/G cable to meter terminal and Ensuring proper closure of notifications in Mobile App. This includes transportation of removed materials to MMG store. Transportation cost of utility owned meters to Central store will be claimed in separate line item. | EA |  | 37802 |  | 0 | 0 | 0 | 20857 |  | 0 | 0 | 0 | 0
2 | SP | Meter Shifting - SP | Shifting of existing Meters from one place to other within same premises preferably to outside and Ensuring proper closure of notifications in Mobile App. This excludes cable replcement | EA |  | 960 |  | 0 | 0 | 0 | 960 |  | 0 | 0 | 0 | 0
3 | SP | Meter Installation- SP Solar Generation | Installation of 1 phase energy meter for Solar Generation with with cable gland, M-seal along with accessories and Ensuring proper closure of notifications in Mobile App.. This includes connection of O/G cable of consumer to the meter terminal. | EA |  | 1580 |  | 0 | 0 | 0 | 1580 |  | 0 | 0 | 0 | 0
4 | SP | Meter Installation- SP NSC with Cable | Providing NSC with Meter and cable upto 2C * 10 sq mm Cable Installation providing 'O' shaped quick link, Jublee Clips / Wall corner Clamp and piercing connectors where connection is to be given in AB cable and Ensuring proper closure of notifications in Mobile App. | Ea |  | 7016 |  | 0 | 0 | 0 | 7016 |  | 0 | 0 | 0 | 0
5 | SP | Meter Installation- SP NSC without Cable | Providing NSC meter with / without meter box in existing meter box / Panel with cable gland, M-seal along with accessories providing 'O' shapped quick link, Jublee Clips / Wall corner Clamp and piercing connectors. This includes connection of I/C and O/G cable to meter terminal and Ensuring proper closure of notifications in Mobile App.. | EA |  | 1754 |  | 0 | 0 | 0 | 1754 |  | 0 | 0 | 0 | 0
6 | SP | Meter Removal SP-PDC | Permanent disconnection of SP consumer with removal of utility/ consumer owned meter with box and Ensuring proper closure of notifications in Mobile App. This includes transportation of removed materials to MMG store. Transportation cost of utility owned meters to Central store will be claimed in separate line item. | EA |  | 12990 |  | 0 | 0 | 0 | 12990 |  | 0 | 0 | 0 | 0
7 | SP | Cable Replacement- SP upto 2CX 10 sq mm | Stringing of armoured service cable upto 2CX 10 sq mm with length upto 30 m including installation of saddle, fastener for support and connection at pole / LT network with thimble / AB piercing connectors of required size and Ensuring proper closure of notifications in Mobile App. This will include supply and installation of 'O' shapped quick link, Jublee Clips / Wall corner Clamp and piercing connectors where connection is to be given in AB cable. This cost includes removal of old cable and keeping insafe custody to either re-use or return to scrap store / retun to consumer if it pertains to consumer . | EA |  | 490 |  | 0 | 0 | 0 | 490 |  | 0 | 0 | 0 | 0
8 | SP | Service Cable Removal -SP -PDC upto 2CX 10 sq mm | Removal of service cable of any size used for single Phase connections for permanent disconnection from pole/ LT Network and keeping insafe custody to either re-use or return to scrap store / retun to consumer if it pertains to consumer and Ensuring proper closure of notifications in Mobile App. | EA |  | 11340 |  | 0 | 0 | 0 | 6260 |  | 0 | 0 | 0 | 0
9 | SP / PP | Installation of LT Service/ Distribution Box Installation | Installation of LT Service/ Distribution Box Installation on pole along with supply of fastners / on pole with steel strap and buckles / piercing connect where LT mains in ABC at standard height. This will include supply and installation of 'O' shapped quick link, Jublee Clips / Wall corner Clamp and piercing connectors and other accessories and Ensuring proper closure of notifications in Mobile App. | EA |  | 5610 |  | 0 | 0 | 0 | 5610 |  | 0 | 0 | 0 | 0
10 | SP / PP | Removal of LT Service/ Distribution Box Installation | Removal of any type of bus bar box / distribution box from wall / from pole along with steel strap and buckles.This will include keeping insafe custody to either re-use or return to scrap store and updation in MMG App. | EA |  | 560 |  | 0 | 0 | 0 | 560 |  | 0 | 0 | 0 | 0
11 | SP | Meter transport - SP | Transport of meter to warranty/ Scrap store after devaluation of any single phase meter with / without meter box in case of permanent DC and replacement of Utility owned meters. | EA |  | 18901 |  | 0 | 0 | 0 | 10429 |  | 0 | 0 | 0 | 0
12 | PP | Meter Replacement - PP | Installation of 3 phase WC energy meter with / without meter box in existing meter box / Panel with cable gland, M-seal along with accessories. This includes connection of I/C and O/G cable to meter terminal and removal of old meters along with updation in MMG App. This includes transportation of removed materials to MMG store. Transportation cost of utility owned meters to Central store will be claimed in separate line item. | EA |  | 336 |  | 0 | 0 | 0 | 324 |  | 0 | 0 | 0 | 0
13 | PP | Meter Shifting - PP | Shifting of existing Meters from one place to other within same premises preferably to outside and Ensuring proper closure of notifications in Mobile App.. This excludes cable replcement | EA |  | 18 |  | 0 | 0 | 0 | 18 |  | 0 | 0 | 0 | 0
14 | PP | Meter Installation- PP Solar Generation | Installation of 3 phase WC energy meter for Solar Generation with with cable gland, M-seal along with accessories and Ensuring proper closure of notifications in Mobile App. This includes connection of O/G cable of consumer to the meter terminal. | EA |  | 30 |  | 0 | 0 | 0 | 30 |  | 0 | 0 | 0 | 0
15 | PP | Meter Installation- PP NSC with Cable | Providing NSC with Meter and cable upto 4C * 25 sq mm Cable Installation andand Ensuring proper closure of notifications in Mobile App. This includes providing 'O' shapped quick link, Jublee Clips / Wall corner Clamp and piercing connectors where connection is to be given in AB cable. | EA |  | 240.8 |  | 0 | 0 | 0 | 240.8 |  | 0 | 0 | 0 | 0
16 | PP | Meter Installation- PP NSC without Cable | Providing NSC meter with / without meter box in existing meter box / Panel with cable gland, M-seal along with accessories and Ensuring proper closure of notifications in Mobile App. This includes providing 'O' shapped quick link, Jublee Clips / Wall corner Clamp and piercing connectors. This includes connection of I/C and O/G cable to meter terminal. | EA |  | 60.2 |  | 0 | 0 | 0 | 60.2 |  | 0 | 0 | 0 | 0
17 | PP | Meter transport- PP | Transport of meter to warranty/ Scrap store preparing proper devaluation of any three phase meter with / without meter box in case of permanent DC and replacement of Utility owned meters. | EA |  | 366 |  | 0 | 0 | 0 | 354 |  | 0 | 0 | 0 | 0
18 | PP | Meter Removal PP-PDC | Permanent disconnection of 3 Phase WC consumer with removal of utility/ consumer owned meter with box and Ensuring proper closure of notifications in Mobile App. This includes transportation of removed materials to MMG store. Transportation cost of utility owned meters to Central store will be claimed in separate line item. | EA |  | 30 |  | 0 | 0 | 0 | 30 |  | 0 | 0 | 0 | 0
19 | PP | Cable Replacement- PP upto 4CX 35 sq mm | Removal of old cable of any size, stringing of new armoured service cable upto 4CX 35 sq mm with length upto 30 m including installation of saddle, fastener for support and connection at pole / LT network with thimble / AB piercing connectors of required size and Ensuring proper closure of notifications in Mobile App. This will include supply and installation of 'O' shapped quick link, Jublee Clips / Wall corner Clamp and piercing connectors where connection is to be given in AB cable. This cost includes removal of old cable and keeping insafe custody to either re-use or return to scrap store / retun to consumer if it pertains to consumerand updation in MMG App. | EA |  | 48 |  | 0 | 0 | 0 | 48 |  | 0 | 0 | 0 | 0
20 | PP | Service Cable Removal of upto 4CX35 sqmm cable | Removal of service cable upto 4C X 35 sq mm size for DC/PDC consumer used for Poly Phase Whole Current connections from pole/ LT Network and Ensuring proper closure of notifications in Mobile App. This includes returing it back to scrap store if not utilised again . | EA |  | 30 |  | 0 | 0 | 0 | 30 |  | 0 | 0 | 0 | 0
21 | DT | Smart DT Meter installation along with Meter Box and connection for CT / PT (For energy auditing of DTs) | Installation of Smart DT meters along with ring type CTs of various ratings, Meter Box, and associated accessories on LT side of transformers and Ensuring proper closure of notifications in Mobile App. This activity excludes handling work at tranformer LT side. | EA |  | 340 |  | 0 | 0 | 0 | 340 |  | 0 | 0 | 0 | 0
22 | DT | Smart DT Meter removal along with Meter Box and connection for CT / PT (For energy auditing of DTs) | Removal of Smart DT meters along with ring type CTs of various ratings, Meter Box, and associated accessories on LT side of transformers and return to Store Ensuring proper closure of notifications in Mobile App.. | EA |  | 34 |  | 0 | 0 | 0 | 34 |  | 0 | 0 | 0 | 0
23 | DT | Smart DT Meter installation without Meter Box and connection for CT / PT (For energy auditing of DTs) | Installation of Smart DT meters of all ratings,inside existing panel with accessories and Ensuring proper closure of notifications in Mobile App.. | EA |  | 68 |  | 0 | 0 | 0 | 68 |  | 0 | 0 | 0 | 0
24 | LT CT /DT | LTCT Meter with box Installation - All rating. | Installation of new LTCT meters with complete grouting, commissioning, supply of 8 Nos lugs and its crimping, energisation, communication of Meter and its allied accessories and seal installation with LTCT Meter box of all rating and Ensuring proper closure of notifications in Mobile App. | EA |  | 74 |  | 0 | 0 | 0 | 74 |  | 0 | 0 | 0 | 0
25 | LT CT /DT | LTCT Meter with box Removal - All Rating | Removal of any LTCT meters from site with de-energisation, Meter, modem and its allied accessories with meter box and Ensuring proper closure of notifications in Mobile App. | EA |  | 14 |  | 0 | 0 | 0 | 14 |  | 0 | 0 | 0 | 0
26 | LT CT/ DT | Meter Replacement - LTCT Meter Only | Removal of old meter and Replacement with new LTCT meter/ LTCT Smart meter of any rating without change in box ensuring proper closure of notification in MMG App. | EA |  | 7 |  | 0 | 0 | 0 | 7 |  | 0 | 0 | 0 | 0
27 | LTCT/DT | Installation of 4C*50/4C*95 sq mm armoured service cable, O/H or U/G (Length up to 30M) | Stringing, sagging of armoured service cable size 4CX 50 sq mm with length upto 30m including installation of saddle, fastener for support and connection at pole / LT network with thimble. (Saddles and Fastners are to be supplied by BA) and Ensuring proper closure of notifications in Mobile App. | EA |  | 5.6 |  | 0 | 0 | 0 | 5.6 |  | 0 | 0 | 0 | 0
28 | LTCT/DT | Installation of 4C*150 / 4C X 300 sq mm armoured service cable, O/H or U/G (Length up to 30M) | Stringing, sagging of armoured service cable size 4CX 95 sq mm / 4C X 150 sq mm with length upto 30m including installation of saddle, fastener for support and connection at pole / LT network with thimble. (Saddles and Fastners are to be supplied by BA) and Ensuring proper closure of notifications in Mobile App. | EA |  | 2.8 |  | 0 | 0 | 0 | 2.8 |  | 0 | 0 | 0 | 0
29 | LTCT/DT | Removal and dismentaling of 4C*50/4C*95 sq mm armoured power cable, O/H or U/G (Length up to 30M) | Removal and dismentaling of power cable of 4C*50/4C*95 sq mm armoured power cable, O/H or U/G (Length up to 30M) and keeping insafe custody to either re-use or return to scrap store / retun to consumer if it pertains to consumerand Ensuring proper closure of notifications in Mobile App. | EA |  | 2.8 |  | 0 | 0 | 0 | 2.8 |  | 0 | 0 | 0 | 0
30 | LTCT/DT | Removal and dismentaling of 4C*150 / 4C X 300 sq mm armoured power cable, O/H or U/G (Length up to 30M) | Removal and dismentaling of power cable of 4C*150 / 4C X 300 sq mm armoured power cable, O/H or U/G (Length up to 30M) and keeping insafe custody to either re-use or return to scrap store / retun to consumer if it pertains to consumer and Ensuring proper closure of notifications in Mobile App. | EA |  | 1 |  | 0 | 0 | 0 | 1 |  | 0 | 0 | 0 | 0
31 | LTCT/DT | Minor Fault rectification in CT Meter pertaining to termination/LT Cable. | Fault rectification includes termination (thimble / socket crimping, gland change, cable lead extention crimping and tightening) includes cable dressing/Minor reworking in CT Meter termination and Ensuring proper closure of notifications in Mobile App. | EA |  | 22 |  | 0 | 0 | 0 | 22 |  | 0 | 0 | 0 | 0
32 | HT | Meter Replacement - HT Meter Only | Removal of old meter and replacement of any HT Smart energy meter along with modem and its termination from Metering cubicle / CTPT unit ensuring proper closure of notifications in Mobile App. | EA |  | 19 |  | 0 | 0 | 0 | 19 |  | 0 | 0 | 0 | 0
33 | HT | Meter Installation - HT Meter Only | Installation of HT Smart energy meter along its termination in Metering cubicle / CTPT unit and Ensuring proper closure of notifications in Mobile App. | EA |  | 20 |  | 0 | 0 | 0 | 20 |  | 0 | 0 | 0 | 0
34 | HT | Meter Removal HT Meter Only | Removal of Utility owned removed HT energy meter from site and return of old removed utility owned meters to MMG store Ensuring proper closure of notifications in Mobile App. | EA |  | 9 |  | 0 | 0 | 0 | 9 |  | 0 | 0 | 0 | 0
35 | HT | CTPT Installation - 11KV | Installation, comissioning and energisation in all respect of 11 KV outdoor Metering CTPT unit including control cable laying at desired height with help of crane. This includes transportation from Store to Site upto 50Km and Ensuring proper closure of notifications in Mobile App. | EA |  | 6 |  | 0 | 0 | 0 | 6 |  | 0 | 0 | 0 | 0
36 | HT | CTPT Installation - 33KV | Installation, comissioning and energisation in all respect of 33 KV outdoor Metering CTPT unit including control cable laying at desired height with help of crane. This includes transportation from Store to Site upto 50Km and Ensuring proper closure of notifications in Mobile App. | EA |  | 4 |  | 0 | 0 | 0 | 4 |  | 0 | 0 | 0 | 0
37 | HT | CTPT Removal- 11KV / 33KV | De-energisation and complete Dismantling in all respect of HT metering out door CTPT unit with or without meter along with all accessories. This includes transportation of Removed Metering material is to be returned back to Warranty/Scrap store and Ensuring proper closure of notifications in Mobile App. | EA |  | 10 |  | 0 | 0 | 0 | 10 |  | 0 | 0 | 0 | 0
38 | HT | Replacement / Shifitng of control cable/ Control Cable Pipe for HTCT meters. | Replacement of control cable pipe , control cable and allied accessories including all connections with meter and Metering unit. This includes to & fro transportation, commissioning and energisation in all respect. This includes transportation from Store to Site upto 50Km and Ensuring proper closure of notifications in Mobile App. | EA |  | 10 |  | 0 | 0 | 0 | 10 |  | 0 | 0 | 0 | 0
39 | HT | Comissioning of 11 or 33 KV Metering Cubicle (Excluding Civil work) | Comissioning and energising of 11 or 33 KV Outdoor/ indoor metering cublicle along with all accessories in all respect. This includes transportation from store to site upto 50KM and Ensuring proper closure of notifications in Mobile App. | EA |  | 12 |  | 0 | 0 | 0 | 12 |  | 0 | 0 | 0 | 0
40 | HT | Removal of 11 or 33 KV Metering Cubicle | de-energisation and complete Dismantling in all respect of 11 or 33 KV Outdoor/ indoor burnt/ defective metering cublicle . This includes transportation from site to store upto 50KM and Ensuring proper closure of notifications in Mobile App. | EA |  | 2 |  | 0 | 0 | 0 | 2 |  | 0 | 0 | 0 | 0
41 | Protocol Punching | Punching of Protocols in SAP for activities not mapped in MMG App. | Complete updation and closure of notification in SAP. This includes only activities are not mapped in MMG App. | EA |  | 5670 |  | 0 | 0 | 0 | 3129 |  | 0 | 0 | 0 | 0
42 | SP-Testing | Single Phase Meter Accuracy test at site with Accucheck | Single Phase Testing with RSS at site load condition of consumer. This includes proper verification of Meter body, all seals and replacement of seals along with PVR and updation in MMG App. | EA |  | 1403 |  | 0 | 0 | 0 | 1403 |  | 0 | 0 | 0 | 0
43 | PP - Testing | Three Phase Whole CurrentMeter Accuracy test at site with Accucheck | Three Phase WC meter Testing with RSS at site load condition of consumer. This includes proper verification of Meter body, all seals and replacement of seals along with PVR Ensuring proper closure of notifications in Mobile App. | EA |  | 205 |  | 0 | 0 | 0 | 205 |  | 0 | 0 | 0 | 0
44 | LTCT - Testing | LT CT Meter Accuracy test at site with Accucheck | LTCT Meter Testing with RSS at site load condition of consumer. This includes proper verification of Meter body, all seals and replacement of seals along with PVR Ensuring proper closure of notifications in Mobile App. | EA |  | 230 |  | 0 | 0 | 0 | 230 |  | 0 | 0 | 0 | 0
45 | HT CT Testing | Meter Accuracy test at site (HTCT) | HTCT Meter Testing with RSS at site load condition of consumer. This includes proper verification of Meter body, all seals and replacement of seals along with PVR Ensuring proper closure of notifications in Mobile App. | EA |  | 185 |  | 0 | 0 | 0 | 185 |  | 0 | 0 | 0 | 0
46 | HT CT Testing | CT PT unit Testing | Testing of 11 KV / 33 KV HT CT Metering unit/ Metering Cubicle of at various loads of consumer ensuring proper shutdown. This includes proper verification of Meter body, all seals and replacement of seals along with PVR Ensuring proper closure of notifications in Mobile App.. | EA |  | 56 |  | 0 | 0 | 0 | 56 |  | 0 | 0 | 0 | 0
47 | SP/PP/DT/LTCT/HT | Prefabricated GI Structure (Supply Item)/ kg | Prefabricated / GI structural angle/ channel/flats of different sizes, as per the site requirement | Kg |  | 960 |  | 0 | 0 | 0 | 960 |  | 0 | 0 | 0 | 0
48 | DD | Manual Meter Reading | Taking manual reading parameters from meter display, providing remarks with photographs where data can not be downloaded for reason not attributable to BA | EA |  | 6 |  | 0 | 0 | 0 | 6 |  | 0 | 0 | 0 | 0
49 | DD | Data downloading of meters | Data downloading of any meter through CMRI/ Mobile Application and submission to EIC | EA |  | 6 |  | 0 | 0 | 0 | 6 |  | 0 | 0 | 0 | 0
50 | FSE | FSE- New Connection / Pre-inspection / Attribute Change / Site Verification/ attending CR cases. | Site verification of New Connection / Pre-inspection / Attribute Change / attending CR cases and submission of SVR at respective division office Ensuring proper updatioin of notifications in Mobile App.. | EA |  | 5670 |  | 0 | 0 | 0 | 3129 |  | 0 | 0 | 0 | 0
51 | SP | Mechanical meter replacement | This includes removal of old meters, installation of new meter with box, connection of I/C and O/G cable to meter terminal , communication checking and Ensuring proper closure of notifications in Mobile App. | EA |  | 8771 |  | 0 | 0 | 0 | 2193 |  | 0 | 0 | 0 | 0
52 | TS | NIC / Modem Troubleshooting with TAB/ Laptop / Anyother device | Successful TS of non communicating smart meters through replacement of NIC/SIM with accessories.Includes replacement of accessories required for establishing communication (e.g., SIM, NIC, etc). Ensuring proper closure of notifications in Mobile App & SAP by the KPO. This includs Checking and validating communication status through the designated mobile application. | EA |  | 16620 |  | 0 | 0 | 0 | 16620 |  | 0 | 0 | 0 | 0
53 | Incentive-LT | Theft referral incentive | Providing incentive of Rs 1000 for each theft reporting case in case of Single Phase Consumer. Incentive for theft reporting by BA employees for which case is booked by enforcement post reporting. These cases are to be reported in MMG App with proper proof and to be certified by EIC. | EA |  | 189 |  | 0 | 0 | 0 | 104 |  | 0 | 0 | 0 | 0
54 | Incentive-WC | Theft referral incentive | Providing incentive of Rs 5000 for each theft reporting case in case of Three Phase WC Consumer. Incentive for theft reporting by BA employees for which case is booked by enforcement post reporting. These cases are to be reported in MMG App with proper proof and to be certified by EIC. | EA |  | 3 |  | 0 | 0 | 0 | 3 |  | 0 | 0 | 0 | 0
55 | Incentive-CT | Theft referral incentive | Providing incentive of Rs 7000 for each theft reporting case in case of Three Phase LTCT/HT Consumer. Incentive for theft reporting by BA employees for which case is booked by enforcement post reporting. These cases are to be reported in MMG App with proper proof and to be certified by EIC. | EA |  | 2 |  | 0 | 0 | 0 | 2 |  | 0 | 0 | 0 | 0
56 | Incentive-App | Incentive for achieving >=99% usage of MMG app | Incentive for achieving >=99% usage of MMG app for all the type of metering activities enabled for application usage from site itself on same day. This excludes consumers not enabled in MMG app. | EA |  | 1 |  | 0 | 0 | 0 | 1 |  | 0 | 0 | 0 | 0
57 | Incentive-App | Incentive for achieving >=97% upto 99%usage usage of MMG app | Incentive for achieving >=97% upto 99%usage of MMG app for all the type of metering activities enabled for application usage from site itself on same day. This excludes consumers not enabled in MMG app. | EA |  | 1 |  | 0 | 0 | 0 | 1 |  | 0 | 0 | 0 | 0
58 | Incentive-App | Incentive for achieving >=95% upto 97% usage usage of MMG app | Incentive for achieving >=95% upto 97% usage of MMG app for all the type of metering activities enabled for application usage from site itself on same day. This excludes consumers not enabled in MMG app. | EA |  | 1 |  | 0 | 0 | 0 | 1 |  | 0 | 0 | 0 | 0
59 | Incentive-Comm | Incentive for >=99% communication. | Incentive for achieving >=99% communication for all category of consumer taken together based on MIS floated from MMG HO. | EA |  | 1 |  | 0 | 0 | 0 | 1 |  | 0 | 0 | 0 | 0
60 | Incentive-Comm | Incentive for >=99% communication. | Incentive for achieving >=97% upto 99% communication for all category based on MIS floated from MMG HO. | EA |  | 1 |  | 0 | 0 | 0 | 1 |  | 0 | 0 | 0 | 0
61 | Incentive-Comm | Incentive for >=99% communication. | Incentive for achieving >=96% upto 97% communication for all category based on MIS floated from MMG HO. | EA |  | 1 |  | 0 | 0 | 0 | 1 |  | 0 | 0 | 0 | 0
62 | Vehicle-Light | Transportation charges per KM beyond 50 KM for all metering materials for movement to site through LMV. | Rate for transportation for additional travel per Km beyond 50 KM for meter/ metering accessories where in light motor vehicle (Pickup/ TATA Magic/ Equivalent vehicle is required) from site to store. This is to be limited to 500 KM per month. Approval of HoD to be taken for addational KM. | Km |  | 6000 |  | 0 | 0 | 0 | 6000 |  | 0 | 0 | 0 | 0
63 | Vehicle-Heavy | Transportation charges per KM beyond 50 KM for all metering materials for movement to site through HMV. | Rate for transportation for additional travel per Km beyond 50 KM for meter/ metering accessories where in Heavy motor vehicle is required from site to store. This is to be limited to 300 KM per month. Approval of HoD to be taken for addational KM. | Km |  | 3600 |  | 0 | 0 | 0 | 3600 |  | 0 | 0 | 0 | 0
64 | Vehicle | Vehicle for site verification, safety and quality inspection by single phase and three phase team | One vehicle ( Preferbly Non A/C Bolero) at each MMG-Division will be provided by concerned BA along with driver on fixed term on monthly basis which for site verification, safety and quality inspection by single phase and three phase team. This will be limiting to 3000 Km per month. | EA |  | 1 |  | 0 | 0 | 0 | 1 |  | 0 | 0 | 0 | 0
65 | Vehicle-BBSR Lab | Vehicle for meter to and from movement from store to BBSR Lab and return. | Vehicle (Mini Truck/ Pickup/ TATA Magic) for material inspection at MMG lab. This includes per trip to and fro movement of material from store ( Choudwar Store) to MMG lab at Cuttack and return. | EA |  |  |  | 0 | 0 | 0 |  |  | 0 | 0 | 0 | 0
66 | Vehicle-CTC Lab | Vehicle for meter to and from movement from store to CTC Lab and return. | Vehicle (Mini Truck/ Pickup/ TATA Magic) for material inspection at MMG lab. This includes per trip to and fro movement of material from store ( Bhubaneswar Store) to MMG lab at Bhubaneswar and return. | EA |  |  |  | 0 | 0 | 0 |  |  | 0 | 0 | 0 | 0
67 | Vehicle- Light | Vehicle for material transporting from Central Store to MMG division per trip. | Vehicle (Mini Truck/ Pickup/ TATA Magic) for material transporting from Central Store to MMG division. This includes loading, unloading & transportaion from Central Store to MMG division store. This can be claimed by BA limiting twice per month. | EA |  | 24 |  | 0 | 0 | 0 | 24 |  | 0 | 0 | 0 | 0
68 | Vehicle- Heavy | Vehicle for material transporting from Central Store to MMG division per trip. | Vehicle ((Mini Truck/ Pickup/ TATA Magic) for material transporting from Central Store to MMG division. This includes loading, unloading & transportaion from Central Store to MMG division store. This can be claimed by BA limiting once per month. | EA |  | 12 |  | 0 | 0 | 0 | 12 |  | 0 | 0 | 0 | 0
69 | Safety officer | Safety officer one per Division | Diploma in Electrical Safety with two years of expriences. Safety office shall be posted at division level and report to EIC and shall be responsible for safety related to safety at respective divisions. | EA |  | 1 |  | 0 | 0 | 0 | 1 |  | 0 | 0 | 0 | 0
70 | Circle Coordinator | Circle Coordinator | Any Graduate with three years experience (conversant with excel sheet & should be able to prepare reports & do quality. 1no. Each attached to MRT HODs posted at BBSR, Cuttack, Khurda, Dhenkanal, Paradip- 5nos to carryout different MMG activity at circle level. | EA |  | 1 |  | 0 | 0 | 0 | 1 |  | 0 | 0 | 0 | 0
71 | Divisional Coordinator | Divisional Coordinator | Graduate (conversant with excel sheet & should be able to prepare reports & do quality ). 1 for each Division reporting to HoG-3 Phase/ TL to assist them with day to day activity of MMG at Division level. | EA |  | 1 |  | 0 | 0 | 0 | 1 |  | 0 | 0 | 0 | 0
72 | Lineman | Addational Lineman for three phase team | ITI (Electrical), having ELBO-HT/MV license as per working voltage and preferably 2 years of relevant experience. Additional lineman with MV license may be provided to existing team on the authorization of HoD- 3 Phase as per site requirement and to be claimed as separate line item. Ref Clause- 5.2 (b) of Tender. | EA |  | 1 |  | 0 | 0 | 0 | 1 |  | 0 | 0 | 0 | 0
73 | Helper | Addational Helper for 3 Phase team and at MMG lab | 10th pass minimum . Additional helper may be provided to existing team on the authorization of HoD- 3 Phase as per site requirement and at Lab, Bhubaneswar (3) and cuttack(2). Same to be claimed as separate line item. Ref Clause- 5.2 (c) of Tender. | EA |  | 1 |  | 0 | 0 | 0 | 1 |  | 0 | 0 | 0 | 0
74 | Technician | Lab Technician | ITI (Electrical), with two years relevant experience.To be posted at Lab, Bhubaneswar (3) and cuttack(2) | EA |  |  |  | 0 | 0 | 0 |  |  | 0 | 0 | 0 | 0
Total All inlc value | [9 empty] | 0 |  |  |  |  | 0 | 0

## AED
Schedule of items AED
[7 empty] | Prices for Year 1 |  |  |  | Prices for Year 2 |  |  |  |  | Grand Total
Sr. No. | Activity Type | Item Short Description | Long Service Description | UOM | SAC CODE | Qty | Unit Rate (Rs.) | Appl. Taxes & Duties | All Inclusive Unit Rate (Rs.) | Total All Inclusive Value for Year-1 (Rs.) | Quantity | Unit Rate (Rs.) | Appl. Taxes & Duties | All Inclusive Unit Rate (Rs.) | Total All Inclusive Value for Year-2 (Rs.) | Prices for Year 1 + Year 2 (Rs. )
[6 empty] | A | B | C | D = B + C | E = A x D | F | G | H | I = G + H | J = F x I | K = E + J
1 | SP | Meter Replacement - SP | Removal of old meter, Installation of 1 phase energy meter with / without meter box in existing meter box / Panel with cable gland, M-seal along with accessories. This includes connection of I/C and O/G cable to meter terminal and Ensuring proper closure of notifications in Mobile App. This includes transportation of removed materials to MMG store. Transportation cost of utility owned meters to Central store will be claimed in separate line item. | EA |  | 11924 |  | 0 | 0 | 0 | 23239 |  | 0 | 0 | 0 | 0
2 | SP | Meter Shifting - SP | Shifting of existing Meters from one place to other within same premises preferably to outside and Ensuring proper closure of notifications in Mobile App. This excludes cable replcement | EA |  | 1343 |  | 0 | 0 | 0 | 1343 |  | 0 | 0 | 0 | 0
3 | SP | Meter Installation- SP Solar Generation | Installation of 1 phase energy meter for Solar Generation with with cable gland, M-seal along with accessories and Ensuring proper closure of notifications in Mobile App.. This includes connection of O/G cable of consumer to the meter terminal. | EA |  | 2090 |  | 0 | 0 | 0 | 2090 |  | 0 | 0 | 0 | 0
4 | SP | Meter Installation- SP NSC with Cable | Providing NSC with Meter and cable upto 2C * 10 sq mm Cable Installation providing 'O' shaped quick link, Jublee Clips / Wall corner Clamp and piercing connectors where connection is to be given in AB cable and Ensuring proper closure of notifications in Mobile App. | Ea |  | 3976 |  | 0 | 0 | 0 | 3976 |  | 0 | 0 | 0 | 0
5 | SP | Meter Installation- SP NSC without Cable | Providing NSC meter with / without meter box in existing meter box / Panel with cable gland, M-seal along with accessories providing 'O' shapped quick link, Jublee Clips / Wall corner Clamp and piercing connectors. This includes connection of I/C and O/G cable to meter terminal and Ensuring proper closure of notifications in Mobile App.. | EA |  | 994 |  | 0 | 0 | 0 | 994 |  | 0 | 0 | 0 | 0
6 | SP | Meter Removal SP-PDC | Permanent disconnection of SP consumer with removal of utility/ consumer owned meter with box and Ensuring proper closure of notifications in Mobile App. This includes transportation of removed materials to MMG store. Transportation cost of utility owned meters to Central store will be claimed in separate line item. | EA |  | 8000 |  | 0 | 0 | 0 | 8000 |  | 0 | 0 | 0 | 0
7 | SP | Cable Replacement- SP upto 2CX 10 sq mm | Stringing of armoured service cable upto 2CX 10 sq mm with length upto 30 m including installation of saddle, fastener for support and connection at pole / LT network with thimble / AB piercing connectors of required size and Ensuring proper closure of notifications in Mobile App. This will include supply and installation of 'O' shapped quick link, Jublee Clips / Wall corner Clamp and piercing connectors where connection is to be given in AB cable. This cost includes removal of old cable and keeping insafe custody to either re-use or return to scrap store / retun to consumer if it pertains to consumer . | EA |  | 400 |  | 0 | 0 | 0 | 400 |  | 0 | 0 | 0 | 0
8 | SP | Service Cable Removal -SP -PDC upto 2CX 10 sq mm | Removal of service cable of any size used for single Phase connections for permanent disconnection from pole/ LT Network and keeping insafe custody to either re-use or return to scrap store / retun to consumer if it pertains to consumer and Ensuring proper closure of notifications in Mobile App. | EA |  | 3580 |  | 0 | 0 | 0 | 6970 |  | 0 | 0 | 0 | 0
9 | SP / PP | Installation of LT Service/ Distribution Box Installation | Installation of LT Service/ Distribution Box Installation on pole along with supply of fastners / on pole with steel strap and buckles / piercing connect where LT mains in ABC at standard height. This will include supply and installation of 'O' shapped quick link, Jublee Clips / Wall corner Clamp and piercing connectors and other accessories and Ensuring proper closure of notifications in Mobile App. | EA |  | 3180 |  | 0 | 0 | 0 | 3180 |  | 0 | 0 | 0 | 0
10 | SP / PP | Removal of LT Service/ Distribution Box Installation | Removal of any type of bus bar box / distribution box from wall / from pole along with steel strap and buckles.This will include keeping insafe custody to either re-use or return to scrap store and updation in MMG App. | EA |  | 320 |  | 0 | 0 | 0 | 320 |  | 0 | 0 | 0 | 0
11 | SP | Meter transport - SP | Transport of meter to warranty/ Scrap store after devaluation of any single phase meter with / without meter box in case of permanent DC and replacement of Utility owned meters. | EA |  | 5962 |  | 0 | 0 | 0 | 11620 |  | 0 | 0 | 0 | 0
12 | PP | Meter Replacement - PP | Installation of 3 phase WC energy meter with / without meter box in existing meter box / Panel with cable gland, M-seal along with accessories. This includes connection of I/C and O/G cable to meter terminal and removal of old meters along with updation in MMG App. This includes transportation of removed materials to MMG store. Transportation cost of utility owned meters to Central store will be claimed in separate line item. | EA |  | 205 |  | 0 | 0 | 0 | 282 |  | 0 | 0 | 0 | 0
13 | PP | Meter Shifting - PP | Shifting of existing Meters from one place to other within same premises preferably to outside and Ensuring proper closure of notifications in Mobile App.. This excludes cable replcement | EA |  | 11 |  | 0 | 0 | 0 | 11 |  | 0 | 0 | 0 | 0
14 | PP | Meter Installation- PP Solar Generation | Installation of 3 phase WC energy meter for Solar Generation with with cable gland, M-seal along with accessories and Ensuring proper closure of notifications in Mobile App. This includes connection of O/G cable of consumer to the meter terminal. | EA |  | 21 |  | 0 | 0 | 0 | 21 |  | 0 | 0 | 0 | 0
15 | PP | Meter Installation- PP NSC with Cable | Providing NSC with Meter and cable upto 4C * 25 sq mm Cable Installation andand Ensuring proper closure of notifications in Mobile App. This includes providing 'O' shapped quick link, Jublee Clips / Wall corner Clamp and piercing connectors where connection is to be given in AB cable. | EA |  | 169.6 |  | 0 | 0 | 0 | 169.6 |  | 0 | 0 | 0 | 0
16 | PP | Meter Installation- PP NSC without Cable | Providing NSC meter with / without meter box in existing meter box / Panel with cable gland, M-seal along with accessories and Ensuring proper closure of notifications in Mobile App. This includes providing 'O' shapped quick link, Jublee Clips / Wall corner Clamp and piercing connectors. This includes connection of I/C and O/G cable to meter terminal. | EA |  | 42.4 |  | 0 | 0 | 0 | 42.4 |  | 0 | 0 | 0 | 0
17 | PP | Meter transport- PP | Transport of meter to warranty/ Scrap store preparing proper devaluation of any three phase meter with / without meter box in case of permanent DC and replacement of Utility owned meters. | EA |  | 226 |  | 0 | 0 | 0 | 303 |  | 0 | 0 | 0 | 0
18 | PP | Meter Removal PP-PDC | Permanent disconnection of 3 Phase WC consumer with removal of utility/ consumer owned meter with box and Ensuring proper closure of notifications in Mobile App. This includes transportation of removed materials to MMG store. Transportation cost of utility owned meters to Central store will be claimed in separate line item. | EA |  | 21 |  | 0 | 0 | 0 | 21 |  | 0 | 0 | 0 | 0
19 | PP | Cable Replacement- PP upto 4CX 35 sq mm | Removal of old cable of any size, stringing of new armoured service cable upto 4CX 35 sq mm with length upto 30 m including installation of saddle, fastener for support and connection at pole / LT network with thimble / AB piercing connectors of required size and Ensuring proper closure of notifications in Mobile App. This will include supply and installation of 'O' shapped quick link, Jublee Clips / Wall corner Clamp and piercing connectors where connection is to be given in AB cable. This cost includes removal of old cable and keeping insafe custody to either re-use or return to scrap store / retun to consumer if it pertains to consumerand updation in MMG App. | EA |  | 32 |  | 0 | 0 | 0 | 32 |  | 0 | 0 | 0 | 0
20 | PP | Service Cable Removal of upto 4CX35 sqmm cable | Removal of service cable upto 4C X 35 sq mm size for DC/PDC consumer used for Poly Phase Whole Current connections from pole/ LT Network and Ensuring proper closure of notifications in Mobile App. This includes returing it back to scrap store if not utilised again . | EA |  | 21 |  | 0 | 0 | 0 | 21 |  | 0 | 0 | 0 | 0
21 | DT | Smart DT Meter installation along with Meter Box and connection for CT / PT (For energy auditing of DTs) | Installation of Smart DT meters along with ring type CTs of various ratings, Meter Box, and associated accessories on LT side of transformers and Ensuring proper closure of notifications in Mobile App. This activity excludes handling work at tranformer LT side. | EA |  | 240 |  | 0 | 0 | 0 | 240 |  | 0 | 0 | 0 | 0
22 | DT | Smart DT Meter removal along with Meter Box and connection for CT / PT (For energy auditing of DTs) | Removal of Smart DT meters along with ring type CTs of various ratings, Meter Box, and associated accessories on LT side of transformers and return to Store Ensuring proper closure of notifications in Mobile App.. | EA |  | 24 |  | 0 | 0 | 0 | 24 |  | 0 | 0 | 0 | 0
23 | DT | Smart DT Meter installation without Meter Box and connection for CT / PT (For energy auditing of DTs) | Installation of Smart DT meters of all ratings,inside existing panel with accessories and Ensuring proper closure of notifications in Mobile App.. | EA |  | 48 |  | 0 | 0 | 0 | 48 |  | 0 | 0 | 0 | 0
24 | LT CT /DT | LTCT Meter with box Installation - All rating. | Installation of new LTCT meters with complete grouting, commissioning, supply of 8 Nos lugs and its crimping, energisation, communication of Meter and its allied accessories and seal installation with LTCT Meter box of all rating and Ensuring proper closure of notifications in Mobile App. | EA |  | 27 |  | 0 | 0 | 0 | 27 |  | 0 | 0 | 0 | 0
25 | LT CT /DT | LTCT Meter with box Removal - All Rating | Removal of any LTCT meters from site with de-energisation, Meter, modem and its allied accessories with meter box and Ensuring proper closure of notifications in Mobile App. | EA |  | 7 |  | 0 | 0 | 0 | 7 |  | 0 | 0 | 0 | 0
26 | LT CT/ DT | Meter Replacement - LTCT Meter Only | Removal of old meter and Replacement with new LTCT meter/ LTCT Smart meter of any rating without change in box ensuring proper closure of notification in MMG App. | EA |  | 4 |  | 0 | 0 | 0 | 4 |  | 0 | 0 | 0 | 0
27 | LTCT/DT | Installation of 4C*50/4C*95 sq mm armoured service cable, O/H or U/G (Length up to 30M) | Stringing, sagging of armoured service cable size 4CX 50 sq mm with length upto 30m including installation of saddle, fastener for support and connection at pole / LT network with thimble. (Saddles and Fastners are to be supplied by BA) and Ensuring proper closure of notifications in Mobile App. | EA |  | 2.8 |  | 0 | 0 | 0 | 2.8 |  | 0 | 0 | 0 | 0
28 | LTCT/DT | Installation of 4C*150 / 4C X 300 sq mm armoured service cable, O/H or U/G (Length up to 30M) | Stringing, sagging of armoured service cable size 4CX 95 sq mm / 4C X 150 sq mm with length upto 30m including installation of saddle, fastener for support and connection at pole / LT network with thimble. (Saddles and Fastners are to be supplied by BA) and Ensuring proper closure of notifications in Mobile App. | EA |  | 1.4 |  | 0 | 0 | 0 | 1.4 |  | 0 | 0 | 0 | 0
29 | LTCT/DT | Removal and dismentaling of 4C*50/4C*95 sq mm armoured power cable, O/H or U/G (Length up to 30M) | Removal and dismentaling of power cable of 4C*50/4C*95 sq mm armoured power cable, O/H or U/G (Length up to 30M) and keeping insafe custody to either re-use or return to scrap store / retun to consumer if it pertains to consumerand Ensuring proper closure of notifications in Mobile App. | EA |  | 1.4 |  | 0 | 0 | 0 | 1.4 |  | 0 | 0 | 0 | 0
30 | LTCT/DT | Removal and dismentaling of 4C*150 / 4C X 300 sq mm armoured power cable, O/H or U/G (Length up to 30M) | Removal and dismentaling of power cable of 4C*150 / 4C X 300 sq mm armoured power cable, O/H or U/G (Length up to 30M) and keeping insafe custody to either re-use or return to scrap store / retun to consumer if it pertains to consumer and Ensuring proper closure of notifications in Mobile App. | EA |  | 1 |  | 0 | 0 | 0 | 1 |  | 0 | 0 | 0 | 0
31 | LTCT/DT | Minor Fault rectification in CT Meter pertaining to termination/LT Cable. | Fault rectification includes termination (thimble / socket crimping, gland change, cable lead extention crimping and tightening) includes cable dressing/Minor reworking in CT Meter termination and Ensuring proper closure of notifications in Mobile App. | EA |  | 8 |  | 0 | 0 | 0 | 8 |  | 0 | 0 | 0 | 0
32 | HT | Meter Replacement - HT Meter Only | Removal of old meter and replacement of any HT Smart energy meter along with modem and its termination from Metering cubicle / CTPT unit ensuring proper closure of notifications in Mobile App. | EA |  | 6 |  | 0 | 0 | 0 | 6 |  | 0 | 0 | 0 | 0
33 | HT | Meter Installation - HT Meter Only | Installation of HT Smart energy meter along its termination in Metering cubicle / CTPT unit and Ensuring proper closure of notifications in Mobile App. | EA |  | 10 |  | 0 | 0 | 0 | 10 |  | 0 | 0 | 0 | 0
34 | HT | Meter Removal HT Meter Only | Removal of Utility owned removed HT energy meter from site and return of old removed utility owned meters to MMG store Ensuring proper closure of notifications in Mobile App. | EA |  | 3 |  | 0 | 0 | 0 | 3 |  | 0 | 0 | 0 | 0
35 | HT | CTPT Installation - 11KV | Installation, comissioning and energisation in all respect of 11 KV outdoor Metering CTPT unit including control cable laying at desired height with help of crane. This includes transportation from Store to Site upto 50Km and Ensuring proper closure of notifications in Mobile App. | EA |  | 2 |  | 0 | 0 | 0 | 2 |  | 0 | 0 | 0 | 0
36 | HT | CTPT Installation - 33KV | Installation, comissioning and energisation in all respect of 33 KV outdoor Metering CTPT unit including control cable laying at desired height with help of crane. This includes transportation from Store to Site upto 50Km and Ensuring proper closure of notifications in Mobile App. | EA |  | 1 |  | 0 | 0 | 0 | 1 |  | 0 | 0 | 0 | 0
37 | HT | CTPT Removal- 11KV / 33KV | De-energisation and complete Dismantling in all respect of HT metering out door CTPT unit with or without meter along with all accessories. This includes transportation of Removed Metering material is to be returned back to Warranty/Scrap store and Ensuring proper closure of notifications in Mobile App. | EA |  | 3 |  | 0 | 0 | 0 | 3 |  | 0 | 0 | 0 | 0
38 | HT | Replacement / Shifitng of control cable/ Control Cable Pipe for HTCT meters. | Replacement of control cable pipe , control cable and allied accessories including all connections with meter and Metering unit. This includes to & fro transportation, commissioning and energisation in all respect. This includes transportation from Store to Site upto 50Km and Ensuring proper closure of notifications in Mobile App. | EA |  | 3 |  | 0 | 0 | 0 | 3 |  | 0 | 0 | 0 | 0
39 | HT | Comissioning of 11 or 33 KV Metering Cubicle (Excluding Civil work) | Comissioning and energising of 11 or 33 KV Outdoor/ indoor metering cublicle along with all accessories in all respect. This includes transportation from store to site upto 50KM and Ensuring proper closure of notifications in Mobile App. | EA |  | 6 |  | 0 | 0 | 0 | 6 |  | 0 | 0 | 0 | 0
40 | HT | Removal of 11 or 33 KV Metering Cubicle | de-energisation and complete Dismantling in all respect of 11 or 33 KV Outdoor/ indoor burnt/ defective metering cublicle . This includes transportation from site to store upto 50KM and Ensuring proper closure of notifications in Mobile App. | EA |  | 1 |  | 0 | 0 | 0 | 1 |  | 0 | 0 | 0 | 0
41 | Protocol Punching | Punching of Protocols in SAP for activities not mapped in MMG App. | Complete updation and closure of notification in SAP. This includes only activities are not mapped in MMG App. | EA |  | 1789 |  | 0 | 0 | 0 | 3486 |  | 0 | 0 | 0 | 0
42 | SP-Testing | Single Phase Meter Accuracy test at site with Accucheck | Single Phase Testing with RSS at site load condition of consumer. This includes proper verification of Meter body, all seals and replacement of seals along with PVR and updation in MMG App. | EA |  | 795 |  | 0 | 0 | 0 | 795 |  | 0 | 0 | 0 | 0
43 | PP - Testing | Three Phase Whole CurrentMeter Accuracy test at site with Accucheck | Three Phase WC meter Testing with RSS at site load condition of consumer. This includes proper verification of Meter body, all seals and replacement of seals along with PVR Ensuring proper closure of notifications in Mobile App. | EA |  | 125 |  | 0 | 0 | 0 | 125 |  | 0 | 0 | 0 | 0
44 | LTCT - Testing | LT CT Meter Accuracy test at site with Accucheck | LTCT Meter Testing with RSS at site load condition of consumer. This includes proper verification of Meter body, all seals and replacement of seals along with PVR Ensuring proper closure of notifications in Mobile App. | EA |  | 68 |  | 0 | 0 | 0 | 68 |  | 0 | 0 | 0 | 0
45 | HT CT Testing | Meter Accuracy test at site (HTCT) | HTCT Meter Testing with RSS at site load condition of consumer. This includes proper verification of Meter body, all seals and replacement of seals along with PVR Ensuring proper closure of notifications in Mobile App. | EA |  | 58 |  | 0 | 0 | 0 | 58 |  | 0 | 0 | 0 | 0
46 | HT CT Testing | CT PT unit Testing | Testing of 11 KV / 33 KV HT CT Metering unit/ Metering Cubicle of at various loads of consumer ensuring proper shutdown. This includes proper verification of Meter body, all seals and replacement of seals along with PVR Ensuring proper closure of notifications in Mobile App.. | EA |  | 17 |  | 0 | 0 | 0 | 17 |  | 0 | 0 | 0 | 0
47 | SP/PP/DT/LTCT/HT | Prefabricated GI Structure (Supply Item)/ kg | Prefabricated / GI structural angle/ channel/flats of different sizes, as per the site requirement | Kg |  | 550 |  | 0 | 0 | 0 | 550 |  | 0 | 0 | 0 | 0
48 | DD | Manual Meter Reading | Taking manual reading parameters from meter display, providing remarks with photographs where data can not be downloaded for reason not attributable to BA | EA |  | 7 |  | 0 | 0 | 0 | 7 |  | 0 | 0 | 0 | 0
49 | DD | Data downloading of meters | Data downloading of any meter through CMRI/ Mobile Application and submission to EIC | EA |  | 7 |  | 0 | 0 | 0 | 7 |  | 0 | 0 | 0 | 0
50 | FSE | FSE- New Connection / Pre-inspection / Attribute Change / Site Verification/ attending CR cases. | Site verification of New Connection / Pre-inspection / Attribute Change / attending CR cases and submission of SVR at respective division office Ensuring proper updatioin of notifications in Mobile App.. | EA |  | 1789 |  | 0 | 0 | 0 | 3486 |  | 0 | 0 | 0 | 0
51 | SP | Mechanical meter replacement | This includes removal of old meters, installation of new meter with box, connection of I/C and O/G cable to meter terminal , communication checking and Ensuring proper closure of notifications in Mobile App. | EA |  | 1463 |  | 0 | 0 | 0 | 366 |  | 0 | 0 | 0 | 0
52 | TS | NIC / Modem Troubleshooting with TAB/ Laptop / Anyother device | Successful TS of non communicating smart meters through replacement of NIC/SIM with accessories.Includes replacement of accessories required for establishing communication (e.g., SIM, NIC, etc). Ensuring proper closure of notifications in Mobile App & SAP by the KPO. This includs Checking and validating communication status through the designated mobile application. | EA |  | 13860 |  | 0 | 0 | 0 | 13860 |  | 0 | 0 | 0 | 0
53 | Incentive-LT | Theft referral incentive | Providing incentive of Rs 1000 for each theft reporting case in case of Single Phase Consumer. Incentive for theft reporting by BA employees for which case is booked by enforcement post reporting. These cases are to be reported in MMG App with proper proof and to be certified by EIC. | EA |  | 60 |  | 0 | 0 | 0 | 116 |  | 0 | 0 | 0 | 0
54 | Incentive-WC | Theft referral incentive | Providing incentive of Rs 5000 for each theft reporting case in case of Three Phase WC Consumer. Incentive for theft reporting by BA employees for which case is booked by enforcement post reporting. These cases are to be reported in MMG App with proper proof and to be certified by EIC. | EA |  | 2 |  | 0 | 0 | 0 | 3 |  | 0 | 0 | 0 | 0
55 | Incentive-CT | Theft referral incentive | Providing incentive of Rs 7000 for each theft reporting case in case of Three Phase LTCT/HT Consumer. Incentive for theft reporting by BA employees for which case is booked by enforcement post reporting. These cases are to be reported in MMG App with proper proof and to be certified by EIC. | EA |  | 1 |  | 0 | 0 | 0 | 1 |  | 0 | 0 | 0 | 0
56 | Incentive-App | Incentive for achieving >=99% usage of MMG app | Incentive for achieving >=99% usage of MMG app for all the type of metering activities enabled for application usage from site itself on same day. This excludes consumers not enabled in MMG app. | EA |  | 1 |  | 0 | 0 | 0 | 1 |  | 0 | 0 | 0 | 0
57 | Incentive-App | Incentive for achieving >=97% upto 99%usage usage of MMG app | Incentive for achieving >=97% upto 99%usage of MMG app for all the type of metering activities enabled for application usage from site itself on same day. This excludes consumers not enabled in MMG app. | EA |  | 1 |  | 0 | 0 | 0 | 1 |  | 0 | 0 | 0 | 0
58 | Incentive-App | Incentive for achieving >=95% upto 97% usage usage of MMG app | Incentive for achieving >=95% upto 97% usage of MMG app for all the type of metering activities enabled for application usage from site itself on same day. This excludes consumers not enabled in MMG app. | EA |  | 1 |  | 0 | 0 | 0 | 1 |  | 0 | 0 | 0 | 0
59 | Incentive-Comm | Incentive for >=99% communication. | Incentive for achieving >=99% communication for all category of consumer taken together based on MIS floated from MMG HO. | EA |  | 1 |  | 0 | 0 | 0 | 1 |  | 0 | 0 | 0 | 0
60 | Incentive-Comm | Incentive for >=99% communication. | Incentive for achieving >=97% upto 99% communication for all category based on MIS floated from MMG HO. | EA |  | 1 |  | 0 | 0 | 0 | 1 |  | 0 | 0 | 0 | 0
61 | Incentive-Comm | Incentive for >=99% communication. | Incentive for achieving >=96% upto 97% communication for all category based on MIS floated from MMG HO. | EA |  | 1 |  | 0 | 0 | 0 | 1 |  | 0 | 0 | 0 | 0
62 | Vehicle-Light | Transportation charges per KM beyond 50 KM for all metering materials for movement to site through LMV. | Rate for transportation for additional travel per Km beyond 50 KM for meter/ metering accessories where in light motor vehicle (Pickup/ TATA Magic/ Equivalent vehicle is required) from site to store. This is to be limited to 500 KM per month. Approval of HoD to be taken for addational KM. | Km |  | 6000 |  | 0 | 0 | 0 | 6000 |  | 0 | 0 | 0 | 0
63 | Vehicle-Heavy | Transportation charges per KM beyond 50 KM for all metering materials for movement to site through HMV. | Rate for transportation for additional travel per Km beyond 50 KM for meter/ metering accessories where in Heavy motor vehicle is required from site to store. This is to be limited to 300 KM per month. Approval of HoD to be taken for addational KM. | Km |  | 3600 |  | 0 | 0 | 0 | 3600 |  | 0 | 0 | 0 | 0
64 | Vehicle | Vehicle for site verification, safety and quality inspection by single phase and three phase team | One vehicle ( Preferbly Non A/C Bolero) at each MMG-Division will be provided by concerned BA along with driver on fixed term on monthly basis which for site verification, safety and quality inspection by single phase and three phase team. This will be limiting to 3000 Km per month. | EA |  | 1 |  | 0 | 0 | 0 | 1 |  | 0 | 0 | 0 | 0
65 | Vehicle-BBSR Lab | Vehicle for meter to and from movement from store to BBSR Lab and return. | Vehicle (Mini Truck/ Pickup/ TATA Magic) for material inspection at MMG lab. This includes per trip to and fro movement of material from store ( Choudwar Store) to MMG lab at Cuttack and return. | EA |  |  |  | 0 | 0 | 0 |  |  | 0 | 0 | 0 | 0
66 | Vehicle-CTC Lab | Vehicle for meter to and from movement from store to CTC Lab and return. | Vehicle (Mini Truck/ Pickup/ TATA Magic) for material inspection at MMG lab. This includes per trip to and fro movement of material from store ( Bhubaneswar Store) to MMG lab at Bhubaneswar and return. | EA |  |  |  | 0 | 0 | 0 |  |  | 0 | 0 | 0 | 0
67 | Vehicle- Light | Vehicle for material transporting from Central Store to MMG division per trip. | Vehicle (Mini Truck/ Pickup/ TATA Magic) for material transporting from Central Store to MMG division. This includes loading, unloading & transportaion from Central Store to MMG division store. This can be claimed by BA limiting twice per month. | EA |  | 24 |  | 0 | 0 | 0 | 24 |  | 0 | 0 | 0 | 0
68 | Vehicle- Heavy | Vehicle for material transporting from Central Store to MMG division per trip. | Vehicle ((Mini Truck/ Pickup/ TATA Magic) for material transporting from Central Store to MMG division. This includes loading, unloading & transportaion from Central Store to MMG division store. This can be claimed by BA limiting once per month. | EA |  | 12 |  | 0 | 0 | 0 | 12 |  | 0 | 0 | 0 | 0
69 | Safety officer | Safety officer one per Division | Diploma in Electrical Safety with two years of expriences. Safety office shall be posted at division level and report to EIC and shall be responsible for safety related to safety at respective divisions. | EA |  | 1 |  | 0 | 0 | 0 | 1 |  | 0 | 0 | 0 | 0
70 | Circle Coordinator | Circle Coordinator | Any Graduate with three years experience (conversant with excel sheet & should be able to prepare reports & do quality. 1no. Each attached to MRT HODs posted at BBSR, Cuttack, Khurda, Dhenkanal, Paradip- 5nos to carryout different MMG activity at circle level. | EA |  |  |  | 0 | 0 | 0 |  |  | 0 | 0 | 0 | 0
71 | Divisional Coordinator | Divisional Coordinator | Graduate (conversant with excel sheet & should be able to prepare reports & do quality ). 1 for each Division reporting to HoG-3 Phase/ TL to assist them with day to day activity of MMG at Division level. | EA |  | 1 |  | 0 | 0 | 0 | 1 |  | 0 | 0 | 0 | 0
72 | Lineman | Addational Lineman for three phase team | ITI (Electrical), having ELBO-HT/MV license as per working voltage and preferably 2 years of relevant experience. Additional lineman with MV license may be provided to existing team on the authorization of HoD- 3 Phase as per site requirement and to be claimed as separate line item. Ref Clause- 5.2 (b) of Tender. | EA |  | 1 |  | 0 | 0 | 0 | 1 |  | 0 | 0 | 0 | 0
73 | Helper | Addational Helper for 3 Phase team and at MMG lab | 10th pass minimum . Additional helper may be provided to existing team on the authorization of HoD- 3 Phase as per site requirement and at Lab, Bhubaneswar (3) and cuttack(2). Same to be claimed as separate line item. Ref Clause- 5.2 (c) of Tender. | EA |  | 1 |  | 0 | 0 | 0 | 1 |  | 0 | 0 | 0 | 0
74 | Technician | Lab Technician | ITI (Electrical), with two years relevant experience.To be posted at Lab, Bhubaneswar (3) and cuttack(2) | EA |  |  |  | 0 | 0 | 0 |  |  | 0 | 0 | 0 | 0
Total All inlc value | [9 empty] | 0 |  |  |  |  | 0 | 0

## CDD-1
Schedule of items CDD-1
[7 empty] | Prices for Year 1 |  |  |  | Prices for Year 2 |  |  |  |  | Grand Total
Sr. No. | Activity Type | Item Short Description | Long Service Description | UOM | SAC CODE | Qty | Unit Rate (Rs.) | Appl. Taxes & Duties | All Inclusive Unit Rate (Rs.) | Total All Inclusive Value for Year-1 (Rs.) | Quantity | Unit Rate (Rs.) | Appl. Taxes & Duties | All Inclusive Unit Rate (Rs.) | Total All Inclusive Value for Year-2 (Rs.) | Prices for Year 1 + Year 2 (Rs. )
[6 empty] | A | B | C | D = B + C | E = A x D | F | G | H | I = G + H | J = F x I | K = E + J
1 | SP | Meter Replacement - SP | Removal of old meter, Installation of 1 phase energy meter with / without meter box in existing meter box / Panel with cable gland, M-seal along with accessories. This includes connection of I/C and O/G cable to meter terminal and Ensuring proper closure of notifications in Mobile App. This includes transportation of removed materials to MMG store. Transportation cost of utility owned meters to Central store will be claimed in separate line item. | EA |  | 8184 |  | 0 | 0 | 0 | 4820 |  | 0 | 0 | 0 | 0
2 | SP | Meter Shifting - SP | Shifting of existing Meters from one place to other within same premises preferably to outside and Ensuring proper closure of notifications in Mobile App. This excludes cable replcement | EA |  | 422 |  | 0 | 0 | 0 | 422 |  | 0 | 0 | 0 | 0
3 | SP | Meter Installation- SP Solar Generation | Installation of 1 phase energy meter for Solar Generation with with cable gland, M-seal along with accessories and Ensuring proper closure of notifications in Mobile App.. This includes connection of O/G cable of consumer to the meter terminal. | EA |  | 1210 |  | 0 | 0 | 0 | 1210 |  | 0 | 0 | 0 | 0
4 | SP | Meter Installation- SP NSC with Cable | Providing NSC with Meter and cable upto 2C * 10 sq mm Cable Installation providing 'O' shaped quick link, Jublee Clips / Wall corner Clamp and piercing connectors where connection is to be given in AB cable and Ensuring proper closure of notifications in Mobile App. | Ea |  | 4216 |  | 0 | 0 | 0 | 4216 |  | 0 | 0 | 0 | 0
5 | SP | Meter Installation- SP NSC without Cable | Providing NSC meter with / without meter box in existing meter box / Panel with cable gland, M-seal along with accessories providing 'O' shapped quick link, Jublee Clips / Wall corner Clamp and piercing connectors. This includes connection of I/C and O/G cable to meter terminal and Ensuring proper closure of notifications in Mobile App.. | EA |  | 1054 |  | 0 | 0 | 0 | 1054 |  | 0 | 0 | 0 | 0
6 | SP | Meter Removal SP-PDC | Permanent disconnection of SP consumer with removal of utility/ consumer owned meter with box and Ensuring proper closure of notifications in Mobile App. This includes transportation of removed materials to MMG store. Transportation cost of utility owned meters to Central store will be claimed in separate line item. | EA |  | 1150 |  | 0 | 0 | 0 | 1150 |  | 0 | 0 | 0 | 0
7 | SP | Cable Replacement- SP upto 2CX 10 sq mm | Stringing of armoured service cable upto 2CX 10 sq mm with length upto 30 m including installation of saddle, fastener for support and connection at pole / LT network with thimble / AB piercing connectors of required size and Ensuring proper closure of notifications in Mobile App. This will include supply and installation of 'O' shapped quick link, Jublee Clips / Wall corner Clamp and piercing connectors where connection is to be given in AB cable. This cost includes removal of old cable and keeping insafe custody to either re-use or return to scrap store / retun to consumer if it pertains to consumer . | EA |  | 1140 |  | 0 | 0 | 0 | 1140 |  | 0 | 0 | 0 | 0
8 | SP | Service Cable Removal -SP -PDC upto 2CX 10 sq mm | Removal of service cable of any size used for single Phase connections for permanent disconnection from pole/ LT Network and keeping insafe custody to either re-use or return to scrap store / retun to consumer if it pertains to consumer and Ensuring proper closure of notifications in Mobile App. | EA |  | 2460 |  | 0 | 0 | 0 | 1450 |  | 0 | 0 | 0 | 0
9 | SP / PP | Installation of LT Service/ Distribution Box Installation | Installation of LT Service/ Distribution Box Installation on pole along with supply of fastners / on pole with steel strap and buckles / piercing connect where LT mains in ABC at standard height. This will include supply and installation of 'O' shapped quick link, Jublee Clips / Wall corner Clamp and piercing connectors and other accessories and Ensuring proper closure of notifications in Mobile App. | EA |  | 3370 |  | 0 | 0 | 0 | 3370 |  | 0 | 0 | 0 | 0
10 | SP / PP | Removal of LT Service/ Distribution Box Installation | Removal of any type of bus bar box / distribution box from wall / from pole along with steel strap and buckles.This will include keeping insafe custody to either re-use or return to scrap store and updation in MMG App. | EA |  | 340 |  | 0 | 0 | 0 | 340 |  | 0 | 0 | 0 | 0
11 | SP | Meter transport - SP | Transport of meter to warranty/ Scrap store after devaluation of any single phase meter with / without meter box in case of permanent DC and replacement of Utility owned meters. | EA |  | 4092 |  | 0 | 0 | 0 | 2410 |  | 0 | 0 | 0 | 0
12 | PP | Meter Replacement - PP | Installation of 3 phase WC energy meter with / without meter box in existing meter box / Panel with cable gland, M-seal along with accessories. This includes connection of I/C and O/G cable to meter terminal and removal of old meters along with updation in MMG App. This includes transportation of removed materials to MMG store. Transportation cost of utility owned meters to Central store will be claimed in separate line item. | EA |  | 265 |  | 0 | 0 | 0 | 315 |  | 0 | 0 | 0 | 0
13 | PP | Meter Shifting - PP | Shifting of existing Meters from one place to other within same premises preferably to outside and Ensuring proper closure of notifications in Mobile App.. This excludes cable replcement | EA |  | 45 |  | 0 | 0 | 0 | 45 |  | 0 | 0 | 0 | 0
14 | PP | Meter Installation- PP Solar Generation | Installation of 3 phase WC energy meter for Solar Generation with with cable gland, M-seal along with accessories and Ensuring proper closure of notifications in Mobile App. This includes connection of O/G cable of consumer to the meter terminal. | EA |  | 28 |  | 0 | 0 | 0 | 28 |  | 0 | 0 | 0 | 0
15 | PP | Meter Installation- PP NSC with Cable | Providing NSC with Meter and cable upto 4C * 25 sq mm Cable Installation andand Ensuring proper closure of notifications in Mobile App. This includes providing 'O' shapped quick link, Jublee Clips / Wall corner Clamp and piercing connectors where connection is to be given in AB cable. | EA |  | 222.4 |  | 0 | 0 | 0 | 222.4 |  | 0 | 0 | 0 | 0
16 | PP | Meter Installation- PP NSC without Cable | Providing NSC meter with / without meter box in existing meter box / Panel with cable gland, M-seal along with accessories and Ensuring proper closure of notifications in Mobile App. This includes providing 'O' shapped quick link, Jublee Clips / Wall corner Clamp and piercing connectors. This includes connection of I/C and O/G cable to meter terminal. | EA |  | 55.6 |  | 0 | 0 | 0 | 55.6 |  | 0 | 0 | 0 | 0
17 | PP | Meter transport- PP | Transport of meter to warranty/ Scrap store preparing proper devaluation of any three phase meter with / without meter box in case of permanent DC and replacement of Utility owned meters. | EA |  | 293 |  | 0 | 0 | 0 | 343 |  | 0 | 0 | 0 | 0
18 | PP | Meter Removal PP-PDC | Permanent disconnection of 3 Phase WC consumer with removal of utility/ consumer owned meter with box and Ensuring proper closure of notifications in Mobile App. This includes transportation of removed materials to MMG store. Transportation cost of utility owned meters to Central store will be claimed in separate line item. | EA |  | 28 |  | 0 | 0 | 0 | 28 |  | 0 | 0 | 0 | 0
19 | PP | Cable Replacement- PP upto 4CX 35 sq mm | Removal of old cable of any size, stringing of new armoured service cable upto 4CX 35 sq mm with length upto 30 m including installation of saddle, fastener for support and connection at pole / LT network with thimble / AB piercing connectors of required size and Ensuring proper closure of notifications in Mobile App. This will include supply and installation of 'O' shapped quick link, Jublee Clips / Wall corner Clamp and piercing connectors where connection is to be given in AB cable. This cost includes removal of old cable and keeping insafe custody to either re-use or return to scrap store / retun to consumer if it pertains to consumerand updation in MMG App. | EA |  | 73 |  | 0 | 0 | 0 | 73 |  | 0 | 0 | 0 | 0
20 | PP | Service Cable Removal of upto 4CX35 sqmm cable | Removal of service cable upto 4C X 35 sq mm size for DC/PDC consumer used for Poly Phase Whole Current connections from pole/ LT Network and Ensuring proper closure of notifications in Mobile App. This includes returing it back to scrap store if not utilised again . | EA |  | 28 |  | 0 | 0 | 0 | 28 |  | 0 | 0 | 0 | 0
21 | DT | Smart DT Meter installation along with Meter Box and connection for CT / PT (For energy auditing of DTs) | Installation of Smart DT meters along with ring type CTs of various ratings, Meter Box, and associated accessories on LT side of transformers and Ensuring proper closure of notifications in Mobile App. This activity excludes handling work at tranformer LT side. | EA |  | 20 |  | 0 | 0 | 0 | 20 |  | 0 | 0 | 0 | 0
22 | DT | Smart DT Meter removal along with Meter Box and connection for CT / PT (For energy auditing of DTs) | Removal of Smart DT meters along with ring type CTs of various ratings, Meter Box, and associated accessories on LT side of transformers and return to Store Ensuring proper closure of notifications in Mobile App.. | EA |  | 2 |  | 0 | 0 | 0 | 2 |  | 0 | 0 | 0 | 0
23 | DT | Smart DT Meter installation without Meter Box and connection for CT / PT (For energy auditing of DTs) | Installation of Smart DT meters of all ratings,inside existing panel with accessories and Ensuring proper closure of notifications in Mobile App.. | EA |  | 4 |  | 0 | 0 | 0 | 4 |  | 0 | 0 | 0 | 0
24 | LT CT /DT | LTCT Meter with box Installation - All rating. | Installation of new LTCT meters with complete grouting, commissioning, supply of 8 Nos lugs and its crimping, energisation, communication of Meter and its allied accessories and seal installation with LTCT Meter box of all rating and Ensuring proper closure of notifications in Mobile App. | EA |  | 56 |  | 0 | 0 | 0 | 56 |  | 0 | 0 | 0 | 0
25 | LT CT /DT | LTCT Meter with box Removal - All Rating | Removal of any LTCT meters from site with de-energisation, Meter, modem and its allied accessories with meter box and Ensuring proper closure of notifications in Mobile App. | EA |  | 6 |  | 0 | 0 | 0 | 6 |  | 0 | 0 | 0 | 0
26 | LT CT/ DT | Meter Replacement - LTCT Meter Only | Removal of old meter and Replacement with new LTCT meter/ LTCT Smart meter of any rating without change in box ensuring proper closure of notification in MMG App. | EA |  | 3 |  | 0 | 0 | 0 | 3 |  | 0 | 0 | 0 | 0
27 | LTCT/DT | Installation of 4C*50/4C*95 sq mm armoured service cable, O/H or U/G (Length up to 30M) | Stringing, sagging of armoured service cable size 4CX 50 sq mm with length upto 30m including installation of saddle, fastener for support and connection at pole / LT network with thimble. (Saddles and Fastners are to be supplied by BA) and Ensuring proper closure of notifications in Mobile App. | EA |  | 2.4 |  | 0 | 0 | 0 | 2.4 |  | 0 | 0 | 0 | 0
28 | LTCT/DT | Installation of 4C*150 / 4C X 300 sq mm armoured service cable, O/H or U/G (Length up to 30M) | Stringing, sagging of armoured service cable size 4CX 95 sq mm / 4C X 150 sq mm with length upto 30m including installation of saddle, fastener for support and connection at pole / LT network with thimble. (Saddles and Fastners are to be supplied by BA) and Ensuring proper closure of notifications in Mobile App. | EA |  | 1.2 |  | 0 | 0 | 0 | 1.2 |  | 0 | 0 | 0 | 0
29 | LTCT/DT | Removal and dismentaling of 4C*50/4C*95 sq mm armoured power cable, O/H or U/G (Length up to 30M) | Removal and dismentaling of power cable of 4C*50/4C*95 sq mm armoured power cable, O/H or U/G (Length up to 30M) and keeping insafe custody to either re-use or return to scrap store / retun to consumer if it pertains to consumerand Ensuring proper closure of notifications in Mobile App. | EA |  | 1.2 |  | 0 | 0 | 0 | 1.2 |  | 0 | 0 | 0 | 0
30 | LTCT/DT | Removal and dismentaling of 4C*150 / 4C X 300 sq mm armoured power cable, O/H or U/G (Length up to 30M) | Removal and dismentaling of power cable of 4C*150 / 4C X 300 sq mm armoured power cable, O/H or U/G (Length up to 30M) and keeping insafe custody to either re-use or return to scrap store / retun to consumer if it pertains to consumer and Ensuring proper closure of notifications in Mobile App. | EA |  | 1 |  | 0 | 0 | 0 | 1 |  | 0 | 0 | 0 | 0
31 | LTCT/DT | Minor Fault rectification in CT Meter pertaining to termination/LT Cable. | Fault rectification includes termination (thimble / socket crimping, gland change, cable lead extention crimping and tightening) includes cable dressing/Minor reworking in CT Meter termination and Ensuring proper closure of notifications in Mobile App. | EA |  | 17 |  | 0 | 0 | 0 | 17 |  | 0 | 0 | 0 | 0
32 | HT | Meter Replacement - HT Meter Only | Removal of old meter and replacement of any HT Smart energy meter along with modem and its termination from Metering cubicle / CTPT unit ensuring proper closure of notifications in Mobile App. | EA |  | 26 |  | 0 | 0 | 0 | 26 |  | 0 | 0 | 0 | 0
33 | HT | Meter Installation - HT Meter Only | Installation of HT Smart energy meter along its termination in Metering cubicle / CTPT unit and Ensuring proper closure of notifications in Mobile App. | EA |  | 20 |  | 0 | 0 | 0 | 20 |  | 0 | 0 | 0 | 0
34 | HT | Meter Removal HT Meter Only | Removal of Utility owned removed HT energy meter from site and return of old removed utility owned meters to MMG store Ensuring proper closure of notifications in Mobile App. | EA |  | 13 |  | 0 | 0 | 0 | 13 |  | 0 | 0 | 0 | 0
35 | HT | CTPT Installation - 11KV | Installation, comissioning and energisation in all respect of 11 KV outdoor Metering CTPT unit including control cable laying at desired height with help of crane. This includes transportation from Store to Site upto 50Km and Ensuring proper closure of notifications in Mobile App. | EA |  | 8 |  | 0 | 0 | 0 | 8 |  | 0 | 0 | 0 | 0
36 | HT | CTPT Installation - 33KV | Installation, comissioning and energisation in all respect of 33 KV outdoor Metering CTPT unit including control cable laying at desired height with help of crane. This includes transportation from Store to Site upto 50Km and Ensuring proper closure of notifications in Mobile App. | EA |  | 5 |  | 0 | 0 | 0 | 5 |  | 0 | 0 | 0 | 0
37 | HT | CTPT Removal- 11KV / 33KV | De-energisation and complete Dismantling in all respect of HT metering out door CTPT unit with or without meter along with all accessories. This includes transportation of Removed Metering material is to be returned back to Warranty/Scrap store and Ensuring proper closure of notifications in Mobile App. | EA |  | 13 |  | 0 | 0 | 0 | 13 |  | 0 | 0 | 0 | 0
38 | HT | Replacement / Shifitng of control cable/ Control Cable Pipe for HTCT meters. | Replacement of control cable pipe , control cable and allied accessories including all connections with meter and Metering unit. This includes to & fro transportation, commissioning and energisation in all respect. This includes transportation from Store to Site upto 50Km and Ensuring proper closure of notifications in Mobile App. | EA |  | 13 |  | 0 | 0 | 0 | 13 |  | 0 | 0 | 0 | 0
39 | HT | Comissioning of 11 or 33 KV Metering Cubicle (Excluding Civil work) | Comissioning and energising of 11 or 33 KV Outdoor/ indoor metering cublicle along with all accessories in all respect. This includes transportation from store to site upto 50KM and Ensuring proper closure of notifications in Mobile App. | EA |  | 12 |  | 0 | 0 | 0 | 12 |  | 0 | 0 | 0 | 0
40 | HT | Removal of 11 or 33 KV Metering Cubicle | de-energisation and complete Dismantling in all respect of 11 or 33 KV Outdoor/ indoor burnt/ defective metering cublicle . This includes transportation from site to store upto 50KM and Ensuring proper closure of notifications in Mobile App. | EA |  | 2 |  | 0 | 0 | 0 | 2 |  | 0 | 0 | 0 | 0
41 | Protocol Punching | Punching of Protocols in SAP for activities not mapped in MMG App. | Complete updation and closure of notification in SAP. This includes only activities are not mapped in MMG App. | EA |  | 1228 |  | 0 | 0 | 0 | 723 |  | 0 | 0 | 0 | 0
42 | SP-Testing | Single Phase Meter Accuracy test at site with Accucheck | Single Phase Testing with RSS at site load condition of consumer. This includes proper verification of Meter body, all seals and replacement of seals along with PVR and updation in MMG App. | EA |  | 843 |  | 0 | 0 | 0 | 843 |  | 0 | 0 | 0 | 0
43 | PP - Testing | Three Phase Whole CurrentMeter Accuracy test at site with Accucheck | Three Phase WC meter Testing with RSS at site load condition of consumer. This includes proper verification of Meter body, all seals and replacement of seals along with PVR Ensuring proper closure of notifications in Mobile App. | EA |  | 159 |  | 0 | 0 | 0 | 159 |  | 0 | 0 | 0 | 0
44 | LTCT - Testing | LT CT Meter Accuracy test at site with Accucheck | LTCT Meter Testing with RSS at site load condition of consumer. This includes proper verification of Meter body, all seals and replacement of seals along with PVR Ensuring proper closure of notifications in Mobile App. | EA |  | 171 |  | 0 | 0 | 0 | 171 |  | 0 | 0 | 0 | 0
45 | HT CT Testing | Meter Accuracy test at site (HTCT) | HTCT Meter Testing with RSS at site load condition of consumer. This includes proper verification of Meter body, all seals and replacement of seals along with PVR Ensuring proper closure of notifications in Mobile App. | EA |  | 258 |  | 0 | 0 | 0 | 258 |  | 0 | 0 | 0 | 0
46 | HT CT Testing | CT PT unit Testing | Testing of 11 KV / 33 KV HT CT Metering unit/ Metering Cubicle of at various loads of consumer ensuring proper shutdown. This includes proper verification of Meter body, all seals and replacement of seals along with PVR Ensuring proper closure of notifications in Mobile App.. | EA |  | 77 |  | 0 | 0 | 0 | 77 |  | 0 | 0 | 0 | 0
47 | SP/PP/DT/LTCT/HT | Prefabricated GI Structure (Supply Item)/ kg | Prefabricated / GI structural angle/ channel/flats of different sizes, as per the site requirement | Kg |  | 580 |  | 0 | 0 | 0 | 580 |  | 0 | 0 | 0 | 0
48 | DD | Manual Meter Reading | Taking manual reading parameters from meter display, providing remarks with photographs where data can not be downloaded for reason not attributable to BA | EA |  | 21 |  | 0 | 0 | 0 | 21 |  | 0 | 0 | 0 | 0
49 | DD | Data downloading of meters | Data downloading of any meter through CMRI/ Mobile Application and submission to EIC | EA |  | 21 |  | 0 | 0 | 0 | 21 |  | 0 | 0 | 0 | 0
50 | FSE | FSE- New Connection / Pre-inspection / Attribute Change / Site Verification/ attending CR cases. | Site verification of New Connection / Pre-inspection / Attribute Change / attending CR cases and submission of SVR at respective division office Ensuring proper updatioin of notifications in Mobile App.. | EA |  | 1228 |  | 0 | 0 | 0 | 723 |  | 0 | 0 | 0 | 0
51 | SP | Mechanical meter replacement | This includes removal of old meters, installation of new meter with box, connection of I/C and O/G cable to meter terminal , communication checking and Ensuring proper closure of notifications in Mobile App. | EA |  | 0 |  | 0 | 0 | 0 | 0 |  | 0 | 0 | 0 | 0
52 | TS | NIC / Modem Troubleshooting with TAB/ Laptop / Anyother device | Successful TS of non communicating smart meters through replacement of NIC/SIM with accessories.Includes replacement of accessories required for establishing communication (e.g., SIM, NIC, etc). Ensuring proper closure of notifications in Mobile App & SAP by the KPO. This includs Checking and validating communication status through the designated mobile application. | EA |  | 10896 |  | 0 | 0 | 0 | 10896 |  | 0 | 0 | 0 | 0
53 | Incentive-LT | Theft referral incentive | Providing incentive of Rs 1000 for each theft reporting case in case of Single Phase Consumer. Incentive for theft reporting by BA employees for which case is booked by enforcement post reporting. These cases are to be reported in MMG App with proper proof and to be certified by EIC. | EA |  | 41 |  | 0 | 0 | 0 | 24 |  | 0 | 0 | 0 | 0
54 | Incentive-WC | Theft referral incentive | Providing incentive of Rs 5000 for each theft reporting case in case of Three Phase WC Consumer. Incentive for theft reporting by BA employees for which case is booked by enforcement post reporting. These cases are to be reported in MMG App with proper proof and to be certified by EIC. | EA |  | 3 |  | 0 | 0 | 0 | 3 |  | 0 | 0 | 0 | 0
55 | Incentive-CT | Theft referral incentive | Providing incentive of Rs 7000 for each theft reporting case in case of Three Phase LTCT/HT Consumer. Incentive for theft reporting by BA employees for which case is booked by enforcement post reporting. These cases are to be reported in MMG App with proper proof and to be certified by EIC. | EA |  | 3 |  | 0 | 0 | 0 | 3 |  | 0 | 0 | 0 | 0
56 | Incentive-App | Incentive for achieving >=99% usage of MMG app | Incentive for achieving >=99% usage of MMG app for all the type of metering activities enabled for application usage from site itself on same day. This excludes consumers not enabled in MMG app. | EA |  | 1 |  | 0 | 0 | 0 | 1 |  | 0 | 0 | 0 | 0
57 | Incentive-App | Incentive for achieving >=97% upto 99%usage usage of MMG app | Incentive for achieving >=97% upto 99%usage of MMG app for all the type of metering activities enabled for application usage from site itself on same day. This excludes consumers not enabled in MMG app. | EA |  | 1 |  | 0 | 0 | 0 | 1 |  | 0 | 0 | 0 | 0
58 | Incentive-App | Incentive for achieving >=95% upto 97% usage usage of MMG app | Incentive for achieving >=95% upto 97% usage of MMG app for all the type of metering activities enabled for application usage from site itself on same day. This excludes consumers not enabled in MMG app. | EA |  | 1 |  | 0 | 0 | 0 | 1 |  | 0 | 0 | 0 | 0
59 | Incentive-Comm | Incentive for >=99% communication. | Incentive for achieving >=99% communication for all category of consumer taken together based on MIS floated from MMG HO. | EA |  | 1 |  | 0 | 0 | 0 | 1 |  | 0 | 0 | 0 | 0
60 | Incentive-Comm | Incentive for >=99% communication. | Incentive for achieving >=97% upto 99% communication for all category based on MIS floated from MMG HO. | EA |  | 1 |  | 0 | 0 | 0 | 1 |  | 0 | 0 | 0 | 0
61 | Incentive-Comm | Incentive for >=99% communication. | Incentive for achieving >=96% upto 97% communication for all category based on MIS floated from MMG HO. | EA |  | 1 |  | 0 | 0 | 0 | 1 |  | 0 | 0 | 0 | 0
62 | Vehicle-Light | Transportation charges per KM beyond 50 KM for all metering materials for movement to site through LMV. | Rate for transportation for additional travel per Km beyond 50 KM for meter/ metering accessories where in light motor vehicle (Pickup/ TATA Magic/ Equivalent vehicle is required) from site to store. This is to be limited to 500 KM per month. Approval of HoD to be taken for addational KM. | Km |  | 6000 |  | 0 | 0 | 0 | 6000 |  | 0 | 0 | 0 | 0
63 | Vehicle-Heavy | Transportation charges per KM beyond 50 KM for all metering materials for movement to site through HMV. | Rate for transportation for additional travel per Km beyond 50 KM for meter/ metering accessories where in Heavy motor vehicle is required from site to store. This is to be limited to 300 KM per month. Approval of HoD to be taken for addational KM. | Km |  | 3600 |  | 0 | 0 | 0 | 3600 |  | 0 | 0 | 0 | 0
64 | Vehicle | Vehicle for site verification, safety and quality inspection by single phase and three phase team | One vehicle ( Preferbly Non A/C Bolero) at each MMG-Division will be provided by concerned BA along with driver on fixed term on monthly basis which for site verification, safety and quality inspection by single phase and three phase team. This will be limiting to 3000 Km per month. | EA |  | 1 |  | 0 | 0 | 0 | 1 |  | 0 | 0 | 0 | 0
65 | Vehicle-BBSR Lab | Vehicle for meter to and from movement from store to BBSR Lab and return. | Vehicle (Mini Truck/ Pickup/ TATA Magic) for material inspection at MMG lab. This includes per trip to and fro movement of material from store ( Choudwar Store) to MMG lab at Cuttack and return. | EA |  |  |  | 0 | 0 | 0 |  |  | 0 | 0 | 0 | 0
66 | Vehicle-CTC Lab | Vehicle for meter to and from movement from store to CTC Lab and return. | Vehicle (Mini Truck/ Pickup/ TATA Magic) for material inspection at MMG lab. This includes per trip to and fro movement of material from store ( Bhubaneswar Store) to MMG lab at Bhubaneswar and return. | EA |  | 24 |  | 0 | 0 | 0 | 24 |  | 0 | 0 | 0 | 0
67 | Vehicle- Light | Vehicle for material transporting from Central Store to MMG division per trip. | Vehicle (Mini Truck/ Pickup/ TATA Magic) for material transporting from Central Store to MMG division. This includes loading, unloading & transportaion from Central Store to MMG division store. This can be claimed by BA limiting twice per month. | EA |  | 24 |  | 0 | 0 | 0 | 24 |  | 0 | 0 | 0 | 0
68 | Vehicle- Heavy | Vehicle for material transporting from Central Store to MMG division per trip. | Vehicle ((Mini Truck/ Pickup/ TATA Magic) for material transporting from Central Store to MMG division. This includes loading, unloading & transportaion from Central Store to MMG division store. This can be claimed by BA limiting once per month. | EA |  | 12 |  | 0 | 0 | 0 | 12 |  | 0 | 0 | 0 | 0
69 | Safety officer | Safety officer one per Division | Diploma in Electrical Safety with two years of expriences. Safety office shall be posted at division level and report to EIC and shall be responsible for safety related to safety at respective divisions. | EA |  | 1 |  | 0 | 0 | 0 | 1 |  | 0 | 0 | 0 | 0
70 | Circle Coordinator | Circle Coordinator | Any Graduate with three years experience (conversant with excel sheet & should be able to prepare reports & do quality. 1no. Each attached to MRT HODs posted at BBSR, Cuttack, Khurda, Dhenkanal, Paradip- 5nos to carryout different MMG activity at circle level. | EA |  | 1 |  | 0 | 0 | 0 | 1 |  | 0 | 0 | 0 | 0
71 | Divisional Coordinator | Divisional Coordinator | Graduate (conversant with excel sheet & should be able to prepare reports & do quality ). 1 for each Division reporting to HoG-3 Phase/ TL to assist them with day to day activity of MMG at Division level. | EA |  | 1 |  | 0 | 0 | 0 | 1 |  | 0 | 0 | 0 | 0
72 | Lineman | Addational Lineman for three phase team | ITI (Electrical), having ELBO-HT/MV license as per working voltage and preferably 2 years of relevant experience. Additional lineman with MV license may be provided to existing team on the authorization of HoD- 3 Phase as per site requirement and to be claimed as separate line item. Ref Clause- 5.2 (b) of Tender. | EA |  | 1 |  | 0 | 0 | 0 | 1 |  | 0 | 0 | 0 | 0
73 | Helper | Addational Helper for 3 Phase team and at MMG lab | 10th pass minimum . Additional helper may be provided to existing team on the authorization of HoD- 3 Phase as per site requirement and at Lab, Bhubaneswar (3) and cuttack(2). Same to be claimed as separate line item. Ref Clause- 5.2 (c) of Tender. | EA |  | 3 |  | 0 | 0 | 0 | 3 |  | 0 | 0 | 0 | 0
74 | Technician | Lab Technician | ITI (Electrical), with two years relevant experience.To be posted at Lab, Bhubaneswar (3) and cuttack(2) | EA |  | 2 |  | 0 | 0 | 0 | 2 |  | 0 | 0 | 0 | 0
Total All inlc value | [9 empty] | 0 |  |  |  |  | 0 | 0

## CDD-2
Schedule of items CDD-2
[7 empty] | Prices for Year 1 |  |  |  | Prices for Year 2 |  |  |  |  | Grand Total
Sr. No. | Activity Type | Item Short Description | Long Service Description | UOM | SAC CODE | Qty | Unit Rate (Rs.) | Appl. Taxes & Duties | All Inclusive Unit Rate (Rs.) | Total All Inclusive Value for Year-1 (Rs.) | Quantity | Unit Rate (Rs.) | Appl. Taxes & Duties | All Inclusive Unit Rate (Rs.) | Total All Inclusive Value for Year-2 (Rs.) | Prices for Year 1 + Year 2 (Rs. )
[6 empty] | A | B | C | D = B + C | E = A x D | F | G | H | I = G + H | J = F x I | K = E + J
1 | SP | Meter Replacement - SP | Removal of old meter, Installation of 1 phase energy meter with / without meter box in existing meter box / Panel with cable gland, M-seal along with accessories. This includes connection of I/C and O/G cable to meter terminal and Ensuring proper closure of notifications in Mobile App. This includes transportation of removed materials to MMG store. Transportation cost of utility owned meters to Central store will be claimed in separate line item. | EA |  | 7724 |  | 0 | 0 | 0 | 6542 |  | 0 | 0 | 0 | 0
2 | SP | Meter Shifting - SP | Shifting of existing Meters from one place to other within same premises preferably to outside and Ensuring proper closure of notifications in Mobile App. This excludes cable replcement | EA |  | 557 |  | 0 | 0 | 0 | 557 |  | 0 | 0 | 0 | 0
3 | SP | Meter Installation- SP Solar Generation | Installation of 1 phase energy meter for Solar Generation with with cable gland, M-seal along with accessories and Ensuring proper closure of notifications in Mobile App.. This includes connection of O/G cable of consumer to the meter terminal. | EA |  | 2300 |  | 0 | 0 | 0 | 2300 |  | 0 | 0 | 0 | 0
4 | SP | Meter Installation- SP NSC with Cable | Providing NSC with Meter and cable upto 2C * 10 sq mm Cable Installation providing 'O' shaped quick link, Jublee Clips / Wall corner Clamp and piercing connectors where connection is to be given in AB cable and Ensuring proper closure of notifications in Mobile App. | Ea |  | 3992 |  | 0 | 0 | 0 | 3992 |  | 0 | 0 | 0 | 0
5 | SP | Meter Installation- SP NSC without Cable | Providing NSC meter with / without meter box in existing meter box / Panel with cable gland, M-seal along with accessories providing 'O' shapped quick link, Jublee Clips / Wall corner Clamp and piercing connectors. This includes connection of I/C and O/G cable to meter terminal and Ensuring proper closure of notifications in Mobile App.. | EA |  | 998 |  | 0 | 0 | 0 | 998 |  | 0 | 0 | 0 | 0
6 | SP | Meter Removal SP-PDC | Permanent disconnection of SP consumer with removal of utility/ consumer owned meter with box and Ensuring proper closure of notifications in Mobile App. This includes transportation of removed materials to MMG store. Transportation cost of utility owned meters to Central store will be claimed in separate line item. | EA |  | 1610 |  | 0 | 0 | 0 | 1610 |  | 0 | 0 | 0 | 0
7 | SP | Cable Replacement- SP upto 2CX 10 sq mm | Stringing of armoured service cable upto 2CX 10 sq mm with length upto 30 m including installation of saddle, fastener for support and connection at pole / LT network with thimble / AB piercing connectors of required size and Ensuring proper closure of notifications in Mobile App. This will include supply and installation of 'O' shapped quick link, Jublee Clips / Wall corner Clamp and piercing connectors where connection is to be given in AB cable. This cost includes removal of old cable and keeping insafe custody to either re-use or return to scrap store / retun to consumer if it pertains to consumer . | EA |  | 3100 |  | 0 | 0 | 0 | 3100 |  | 0 | 0 | 0 | 0
8 | SP | Service Cable Removal -SP -PDC upto 2CX 10 sq mm | Removal of service cable of any size used for single Phase connections for permanent disconnection from pole/ LT Network and keeping insafe custody to either re-use or return to scrap store / retun to consumer if it pertains to consumer and Ensuring proper closure of notifications in Mobile App. | EA |  | 2320 |  | 0 | 0 | 0 | 1960 |  | 0 | 0 | 0 | 0
9 | SP / PP | Installation of LT Service/ Distribution Box Installation | Installation of LT Service/ Distribution Box Installation on pole along with supply of fastners / on pole with steel strap and buckles / piercing connect where LT mains in ABC at standard height. This will include supply and installation of 'O' shapped quick link, Jublee Clips / Wall corner Clamp and piercing connectors and other accessories and Ensuring proper closure of notifications in Mobile App. | EA |  | 3190 |  | 0 | 0 | 0 | 3190 |  | 0 | 0 | 0 | 0
10 | SP / PP | Removal of LT Service/ Distribution Box Installation | Removal of any type of bus bar box / distribution box from wall / from pole along with steel strap and buckles.This will include keeping insafe custody to either re-use or return to scrap store and updation in MMG App. | EA |  | 320 |  | 0 | 0 | 0 | 320 |  | 0 | 0 | 0 | 0
11 | SP | Meter transport - SP | Transport of meter to warranty/ Scrap store after devaluation of any single phase meter with / without meter box in case of permanent DC and replacement of Utility owned meters. | EA |  | 3862 |  | 0 | 0 | 0 | 3271 |  | 0 | 0 | 0 | 0
12 | PP | Meter Replacement - PP | Installation of 3 phase WC energy meter with / without meter box in existing meter box / Panel with cable gland, M-seal along with accessories. This includes connection of I/C and O/G cable to meter terminal and removal of old meters along with updation in MMG App. This includes transportation of removed materials to MMG store. Transportation cost of utility owned meters to Central store will be claimed in separate line item. | EA |  | 353 |  | 0 | 0 | 0 | 205 |  | 0 | 0 | 0 | 0
13 | PP | Meter Shifting - PP | Shifting of existing Meters from one place to other within same premises preferably to outside and Ensuring proper closure of notifications in Mobile App.. This excludes cable replcement | EA |  | 54 |  | 0 | 0 | 0 | 54 |  | 0 | 0 | 0 | 0
14 | PP | Meter Installation- PP Solar Generation | Installation of 3 phase WC energy meter for Solar Generation with with cable gland, M-seal along with accessories and Ensuring proper closure of notifications in Mobile App. This includes connection of O/G cable of consumer to the meter terminal. | EA |  | 24 |  | 0 | 0 | 0 | 24 |  | 0 | 0 | 0 | 0
15 | PP | Meter Installation- PP NSC with Cable | Providing NSC with Meter and cable upto 4C * 25 sq mm Cable Installation andand Ensuring proper closure of notifications in Mobile App. This includes providing 'O' shapped quick link, Jublee Clips / Wall corner Clamp and piercing connectors where connection is to be given in AB cable. | EA |  | 188 |  | 0 | 0 | 0 | 188 |  | 0 | 0 | 0 | 0
16 | PP | Meter Installation- PP NSC without Cable | Providing NSC meter with / without meter box in existing meter box / Panel with cable gland, M-seal along with accessories and Ensuring proper closure of notifications in Mobile App. This includes providing 'O' shapped quick link, Jublee Clips / Wall corner Clamp and piercing connectors. This includes connection of I/C and O/G cable to meter terminal. | EA |  | 47 |  | 0 | 0 | 0 | 47 |  | 0 | 0 | 0 | 0
17 | PP | Meter transport- PP | Transport of meter to warranty/ Scrap store preparing proper devaluation of any three phase meter with / without meter box in case of permanent DC and replacement of Utility owned meters. | EA |  | 377 |  | 0 | 0 | 0 | 229 |  | 0 | 0 | 0 | 0
18 | PP | Meter Removal PP-PDC | Permanent disconnection of 3 Phase WC consumer with removal of utility/ consumer owned meter with box and Ensuring proper closure of notifications in Mobile App. This includes transportation of removed materials to MMG store. Transportation cost of utility owned meters to Central store will be claimed in separate line item. | EA |  | 24 |  | 0 | 0 | 0 | 24 |  | 0 | 0 | 0 | 0
19 | PP | Cable Replacement- PP upto 4CX 35 sq mm | Removal of old cable of any size, stringing of new armoured service cable upto 4CX 35 sq mm with length upto 30 m including installation of saddle, fastener for support and connection at pole / LT network with thimble / AB piercing connectors of required size and Ensuring proper closure of notifications in Mobile App. This will include supply and installation of 'O' shapped quick link, Jublee Clips / Wall corner Clamp and piercing connectors where connection is to be given in AB cable. This cost includes removal of old cable and keeping insafe custody to either re-use or return to scrap store / retun to consumer if it pertains to consumerand updation in MMG App. | EA |  | 78 |  | 0 | 0 | 0 | 78 |  | 0 | 0 | 0 | 0
20 | PP | Service Cable Removal of upto 4CX35 sqmm cable | Removal of service cable upto 4C X 35 sq mm size for DC/PDC consumer used for Poly Phase Whole Current connections from pole/ LT Network and Ensuring proper closure of notifications in Mobile App. This includes returing it back to scrap store if not utilised again . | EA |  | 24 |  | 0 | 0 | 0 | 24 |  | 0 | 0 | 0 | 0
21 | DT | Smart DT Meter installation along with Meter Box and connection for CT / PT (For energy auditing of DTs) | Installation of Smart DT meters along with ring type CTs of various ratings, Meter Box, and associated accessories on LT side of transformers and Ensuring proper closure of notifications in Mobile App. This activity excludes handling work at tranformer LT side. | EA |  | 50 |  | 0 | 0 | 0 | 50 |  | 0 | 0 | 0 | 0
22 | DT | Smart DT Meter removal along with Meter Box and connection for CT / PT (For energy auditing of DTs) | Removal of Smart DT meters along with ring type CTs of various ratings, Meter Box, and associated accessories on LT side of transformers and return to Store Ensuring proper closure of notifications in Mobile App.. | EA |  | 5 |  | 0 | 0 | 0 | 5 |  | 0 | 0 | 0 | 0
23 | DT | Smart DT Meter installation without Meter Box and connection for CT / PT (For energy auditing of DTs) | Installation of Smart DT meters of all ratings,inside existing panel with accessories and Ensuring proper closure of notifications in Mobile App.. | EA |  | 10 |  | 0 | 0 | 0 | 10 |  | 0 | 0 | 0 | 0
24 | LT CT /DT | LTCT Meter with box Installation - All rating. | Installation of new LTCT meters with complete grouting, commissioning, supply of 8 Nos lugs and its crimping, energisation, communication of Meter and its allied accessories and seal installation with LTCT Meter box of all rating and Ensuring proper closure of notifications in Mobile App. | EA |  | 57 |  | 0 | 0 | 0 | 57 |  | 0 | 0 | 0 | 0
25 | LT CT /DT | LTCT Meter with box Removal - All Rating | Removal of any LTCT meters from site with de-energisation, Meter, modem and its allied accessories with meter box and Ensuring proper closure of notifications in Mobile App. | EA |  | 7 |  | 0 | 0 | 0 | 7 |  | 0 | 0 | 0 | 0
26 | LT CT/ DT | Meter Replacement - LTCT Meter Only | Removal of old meter and Replacement with new LTCT meter/ LTCT Smart meter of any rating without change in box ensuring proper closure of notification in MMG App. | EA |  | 4 |  | 0 | 0 | 0 | 4 |  | 0 | 0 | 0 | 0
27 | LTCT/DT | Installation of 4C*50/4C*95 sq mm armoured service cable, O/H or U/G (Length up to 30M) | Stringing, sagging of armoured service cable size 4CX 50 sq mm with length upto 30m including installation of saddle, fastener for support and connection at pole / LT network with thimble. (Saddles and Fastners are to be supplied by BA) and Ensuring proper closure of notifications in Mobile App. | EA |  | 2.8 |  | 0 | 0 | 0 | 2.8 |  | 0 | 0 | 0 | 0
28 | LTCT/DT | Installation of 4C*150 / 4C X 300 sq mm armoured service cable, O/H or U/G (Length up to 30M) | Stringing, sagging of armoured service cable size 4CX 95 sq mm / 4C X 150 sq mm with length upto 30m including installation of saddle, fastener for support and connection at pole / LT network with thimble. (Saddles and Fastners are to be supplied by BA) and Ensuring proper closure of notifications in Mobile App. | EA |  | 1.4 |  | 0 | 0 | 0 | 1.4 |  | 0 | 0 | 0 | 0
29 | LTCT/DT | Removal and dismentaling of 4C*50/4C*95 sq mm armoured power cable, O/H or U/G (Length up to 30M) | Removal and dismentaling of power cable of 4C*50/4C*95 sq mm armoured power cable, O/H or U/G (Length up to 30M) and keeping insafe custody to either re-use or return to scrap store / retun to consumer if it pertains to consumerand Ensuring proper closure of notifications in Mobile App. | EA |  | 1.4 |  | 0 | 0 | 0 | 1.4 |  | 0 | 0 | 0 | 0
30 | LTCT/DT | Removal and dismentaling of 4C*150 / 4C X 300 sq mm armoured power cable, O/H or U/G (Length up to 30M) | Removal and dismentaling of power cable of 4C*150 / 4C X 300 sq mm armoured power cable, O/H or U/G (Length up to 30M) and keeping insafe custody to either re-use or return to scrap store / retun to consumer if it pertains to consumer and Ensuring proper closure of notifications in Mobile App. | EA |  | 1 |  | 0 | 0 | 0 | 1 |  | 0 | 0 | 0 | 0
31 | LTCT/DT | Minor Fault rectification in CT Meter pertaining to termination/LT Cable. | Fault rectification includes termination (thimble / socket crimping, gland change, cable lead extention crimping and tightening) includes cable dressing/Minor reworking in CT Meter termination and Ensuring proper closure of notifications in Mobile App. | EA |  | 17 |  | 0 | 0 | 0 | 17 |  | 0 | 0 | 0 | 0
32 | HT | Meter Replacement - HT Meter Only | Removal of old meter and replacement of any HT Smart energy meter along with modem and its termination from Metering cubicle / CTPT unit ensuring proper closure of notifications in Mobile App. | EA |  | 24 |  | 0 | 0 | 0 | 24 |  | 0 | 0 | 0 | 0
33 | HT | Meter Installation - HT Meter Only | Installation of HT Smart energy meter along its termination in Metering cubicle / CTPT unit and Ensuring proper closure of notifications in Mobile App. | EA |  | 20 |  | 0 | 0 | 0 | 20 |  | 0 | 0 | 0 | 0
34 | HT | Meter Removal HT Meter Only | Removal of Utility owned removed HT energy meter from site and return of old removed utility owned meters to MMG store Ensuring proper closure of notifications in Mobile App. | EA |  | 12 |  | 0 | 0 | 0 | 12 |  | 0 | 0 | 0 | 0
35 | HT | CTPT Installation - 11KV | Installation, comissioning and energisation in all respect of 11 KV outdoor Metering CTPT unit including control cable laying at desired height with help of crane. This includes transportation from Store to Site upto 50Km and Ensuring proper closure of notifications in Mobile App. | EA |  | 7 |  | 0 | 0 | 0 | 7 |  | 0 | 0 | 0 | 0
36 | HT | CTPT Installation - 33KV | Installation, comissioning and energisation in all respect of 33 KV outdoor Metering CTPT unit including control cable laying at desired height with help of crane. This includes transportation from Store to Site upto 50Km and Ensuring proper closure of notifications in Mobile App. | EA |  | 5 |  | 0 | 0 | 0 | 5 |  | 0 | 0 | 0 | 0
37 | HT | CTPT Removal- 11KV / 33KV | De-energisation and complete Dismantling in all respect of HT metering out door CTPT unit with or without meter along with all accessories. This includes transportation of Removed Metering material is to be returned back to Warranty/Scrap store and Ensuring proper closure of notifications in Mobile App. | EA |  | 12 |  | 0 | 0 | 0 | 12 |  | 0 | 0 | 0 | 0
38 | HT | Replacement / Shifitng of control cable/ Control Cable Pipe for HTCT meters. | Replacement of control cable pipe , control cable and allied accessories including all connections with meter and Metering unit. This includes to & fro transportation, commissioning and energisation in all respect. This includes transportation from Store to Site upto 50Km and Ensuring proper closure of notifications in Mobile App. | EA |  | 12 |  | 0 | 0 | 0 | 12 |  | 0 | 0 | 0 | 0
39 | HT | Comissioning of 11 or 33 KV Metering Cubicle (Excluding Civil work) | Comissioning and energising of 11 or 33 KV Outdoor/ indoor metering cublicle along with all accessories in all respect. This includes transportation from store to site upto 50KM and Ensuring proper closure of notifications in Mobile App. | EA |  | 12 |  | 0 | 0 | 0 | 12 |  | 0 | 0 | 0 | 0
40 | HT | Removal of 11 or 33 KV Metering Cubicle | de-energisation and complete Dismantling in all respect of 11 or 33 KV Outdoor/ indoor burnt/ defective metering cublicle . This includes transportation from site to store upto 50KM and Ensuring proper closure of notifications in Mobile App. | EA |  | 2 |  | 0 | 0 | 0 | 2 |  | 0 | 0 | 0 | 0
41 | Protocol Punching | Punching of Protocols in SAP for activities not mapped in MMG App. | Complete updation and closure of notification in SAP. This includes only activities are not mapped in MMG App. | EA |  | 1159 |  | 0 | 0 | 0 | 981 |  | 0 | 0 | 0 | 0
42 | SP-Testing | Single Phase Meter Accuracy test at site with Accucheck | Single Phase Testing with RSS at site load condition of consumer. This includes proper verification of Meter body, all seals and replacement of seals along with PVR and updation in MMG App. | EA |  | 798 |  | 0 | 0 | 0 | 798 |  | 0 | 0 | 0 | 0
43 | PP - Testing | Three Phase Whole CurrentMeter Accuracy test at site with Accucheck | Three Phase WC meter Testing with RSS at site load condition of consumer. This includes proper verification of Meter body, all seals and replacement of seals along with PVR Ensuring proper closure of notifications in Mobile App. | EA |  | 149 |  | 0 | 0 | 0 | 149 |  | 0 | 0 | 0 | 0
44 | LTCT - Testing | LT CT Meter Accuracy test at site with Accucheck | LTCT Meter Testing with RSS at site load condition of consumer. This includes proper verification of Meter body, all seals and replacement of seals along with PVR Ensuring proper closure of notifications in Mobile App. | EA |  | 227 |  | 0 | 0 | 0 | 227 |  | 0 | 0 | 0 | 0
45 | HT CT Testing | Meter Accuracy test at site (HTCT) | HTCT Meter Testing with RSS at site load condition of consumer. This includes proper verification of Meter body, all seals and replacement of seals along with PVR Ensuring proper closure of notifications in Mobile App. | EA |  | 236 |  | 0 | 0 | 0 | 236 |  | 0 | 0 | 0 | 0
46 | HT CT Testing | CT PT unit Testing | Testing of 11 KV / 33 KV HT CT Metering unit/ Metering Cubicle of at various loads of consumer ensuring proper shutdown. This includes proper verification of Meter body, all seals and replacement of seals along with PVR Ensuring proper closure of notifications in Mobile App.. | EA |  | 71 |  | 0 | 0 | 0 | 71 |  | 0 | 0 | 0 | 0
47 | SP/PP/DT/LTCT/HT | Prefabricated GI Structure (Supply Item)/ kg | Prefabricated / GI structural angle/ channel/flats of different sizes, as per the site requirement | Kg |  | 550 |  | 0 | 0 | 0 | 550 |  | 0 | 0 | 0 | 0
48 | DD | Manual Meter Reading | Taking manual reading parameters from meter display, providing remarks with photographs where data can not be downloaded for reason not attributable to BA | EA |  | 13 |  | 0 | 0 | 0 | 13 |  | 0 | 0 | 0 | 0
49 | DD | Data downloading of meters | Data downloading of any meter through CMRI/ Mobile Application and submission to EIC | EA |  | 13 |  | 0 | 0 | 0 | 13 |  | 0 | 0 | 0 | 0
50 | FSE | FSE- New Connection / Pre-inspection / Attribute Change / Site Verification/ attending CR cases. | Site verification of New Connection / Pre-inspection / Attribute Change / attending CR cases and submission of SVR at respective division office Ensuring proper updatioin of notifications in Mobile App.. | EA |  | 1159 |  | 0 | 0 | 0 | 981 |  | 0 | 0 | 0 | 0
51 | SP | Mechanical meter replacement | This includes removal of old meters, installation of new meter with box, connection of I/C and O/G cable to meter terminal , communication checking and Ensuring proper closure of notifications in Mobile App. | EA |  | 17 |  | 0 | 0 | 0 | 0 |  | 0 | 0 | 0 | 0
52 | TS | NIC / Modem Troubleshooting with TAB/ Laptop / Anyother device | Successful TS of non communicating smart meters through replacement of NIC/SIM with accessories.Includes replacement of accessories required for establishing communication (e.g., SIM, NIC, etc). Ensuring proper closure of notifications in Mobile App & SAP by the KPO. This includs Checking and validating communication status through the designated mobile application. | EA |  | 9648 |  | 0 | 0 | 0 | 9648 |  | 0 | 0 | 0 | 0
53 | Incentive-LT | Theft referral incentive | Providing incentive of Rs 1000 for each theft reporting case in case of Single Phase Consumer. Incentive for theft reporting by BA employees for which case is booked by enforcement post reporting. These cases are to be reported in MMG App with proper proof and to be certified by EIC. | EA |  | 39 |  | 0 | 0 | 0 | 33 |  | 0 | 0 | 0 | 0
54 | Incentive-WC | Theft referral incentive | Providing incentive of Rs 5000 for each theft reporting case in case of Three Phase WC Consumer. Incentive for theft reporting by BA employees for which case is booked by enforcement post reporting. These cases are to be reported in MMG App with proper proof and to be certified by EIC. | EA |  | 4 |  | 0 | 0 | 0 | 2 |  | 0 | 0 | 0 | 0
55 | Incentive-CT | Theft referral incentive | Providing incentive of Rs 7000 for each theft reporting case in case of Three Phase LTCT/HT Consumer. Incentive for theft reporting by BA employees for which case is booked by enforcement post reporting. These cases are to be reported in MMG App with proper proof and to be certified by EIC. | EA |  | 2 |  | 0 | 0 | 0 | 2 |  | 0 | 0 | 0 | 0
56 | Incentive-App | Incentive for achieving >=99% usage of MMG app | Incentive for achieving >=99% usage of MMG app for all the type of metering activities enabled for application usage from site itself on same day. This excludes consumers not enabled in MMG app. | EA |  | 1 |  | 0 | 0 | 0 | 1 |  | 0 | 0 | 0 | 0
57 | Incentive-App | Incentive for achieving >=97% upto 99%usage usage of MMG app | Incentive for achieving >=97% upto 99%usage of MMG app for all the type of metering activities enabled for application usage from site itself on same day. This excludes consumers not enabled in MMG app. | EA |  | 1 |  | 0 | 0 | 0 | 1 |  | 0 | 0 | 0 | 0
58 | Incentive-App | Incentive for achieving >=95% upto 97% usage usage of MMG app | Incentive for achieving >=95% upto 97% usage of MMG app for all the type of metering activities enabled for application usage from site itself on same day. This excludes consumers not enabled in MMG app. | EA |  | 1 |  | 0 | 0 | 0 | 1 |  | 0 | 0 | 0 | 0
59 | Incentive-Comm | Incentive for >=99% communication. | Incentive for achieving >=99% communication for all category of consumer taken together based on MIS floated from MMG HO. | EA |  | 1 |  | 0 | 0 | 0 | 1 |  | 0 | 0 | 0 | 0
60 | Incentive-Comm | Incentive for >=99% communication. | Incentive for achieving >=97% upto 99% communication for all category based on MIS floated from MMG HO. | EA |  | 1 |  | 0 | 0 | 0 | 1 |  | 0 | 0 | 0 | 0
61 | Incentive-Comm | Incentive for >=99% communication. | Incentive for achieving >=96% upto 97% communication for all category based on MIS floated from MMG HO. | EA |  | 1 |  | 0 | 0 | 0 | 1 |  | 0 | 0 | 0 | 0
62 | Vehicle-Light | Transportation charges per KM beyond 50 KM for all metering materials for movement to site through LMV. | Rate for transportation for additional travel per Km beyond 50 KM for meter/ metering accessories where in light motor vehicle (Pickup/ TATA Magic/ Equivalent vehicle is required) from site to store. This is to be limited to 500 KM per month. Approval of HoD to be taken for addational KM. | Km |  | 6000 |  | 0 | 0 | 0 | 6000 |  | 0 | 0 | 0 | 0
63 | Vehicle-Heavy | Transportation charges per KM beyond 50 KM for all metering materials for movement to site through HMV. | Rate for transportation for additional travel per Km beyond 50 KM for meter/ metering accessories where in Heavy motor vehicle is required from site to store. This is to be limited to 300 KM per month. Approval of HoD to be taken for addational KM. | Km |  | 3600 |  | 0 | 0 | 0 | 3600 |  | 0 | 0 | 0 | 0
64 | Vehicle | Vehicle for site verification, safety and quality inspection by single phase and three phase team | One vehicle ( Preferbly Non A/C Bolero) at each MMG-Division will be provided by concerned BA along with driver on fixed term on monthly basis which for site verification, safety and quality inspection by single phase and three phase team. This will be limiting to 3000 Km per month. | EA |  | 1 |  | 0 | 0 | 0 | 1 |  | 0 | 0 | 0 | 0
65 | Vehicle-BBSR Lab | Vehicle for meter to and from movement from store to BBSR Lab and return. | Vehicle (Mini Truck/ Pickup/ TATA Magic) for material inspection at MMG lab. This includes per trip to and fro movement of material from store ( Choudwar Store) to MMG lab at Cuttack and return. | EA |  |  |  | 0 | 0 | 0 |  |  | 0 | 0 | 0 | 0
66 | Vehicle-CTC Lab | Vehicle for meter to and from movement from store to CTC Lab and return. | Vehicle (Mini Truck/ Pickup/ TATA Magic) for material inspection at MMG lab. This includes per trip to and fro movement of material from store ( Bhubaneswar Store) to MMG lab at Bhubaneswar and return. | EA |  |  |  | 0 | 0 | 0 |  |  | 0 | 0 | 0 | 0
67 | Vehicle- Light | Vehicle for material transporting from Central Store to MMG division per trip. | Vehicle (Mini Truck/ Pickup/ TATA Magic) for material transporting from Central Store to MMG division. This includes loading, unloading & transportaion from Central Store to MMG division store. This can be claimed by BA limiting twice per month. | EA |  | 24 |  | 0 | 0 | 0 | 24 |  | 0 | 0 | 0 | 0
68 | Vehicle- Heavy | Vehicle for material transporting from Central Store to MMG division per trip. | Vehicle ((Mini Truck/ Pickup/ TATA Magic) for material transporting from Central Store to MMG division. This includes loading, unloading & transportaion from Central Store to MMG division store. This can be claimed by BA limiting once per month. | EA |  | 12 |  | 0 | 0 | 0 | 12 |  | 0 | 0 | 0 | 0
69 | Safety officer | Safety officer one per Division | Diploma in Electrical Safety with two years of expriences. Safety office shall be posted at division level and report to EIC and shall be responsible for safety related to safety at respective divisions. | EA |  | 1 |  | 0 | 0 | 0 | 1 |  | 0 | 0 | 0 | 0
70 | Circle Coordinator | Circle Coordinator | Any Graduate with three years experience (conversant with excel sheet & should be able to prepare reports & do quality. 1no. Each attached to MRT HODs posted at BBSR, Cuttack, Khurda, Dhenkanal, Paradip- 5nos to carryout different MMG activity at circle level. | EA |  | 1 |  | 0 | 0 | 0 | 1 |  | 0 | 0 | 0 | 0
71 | Divisional Coordinator | Divisional Coordinator | Graduate (conversant with excel sheet & should be able to prepare reports & do quality ). 1 for each Division reporting to HoG-3 Phase/ TL to assist them with day to day activity of MMG at Division level. | EA |  | 1 |  | 0 | 0 | 0 | 1 |  | 0 | 0 | 0 | 0
72 | Lineman | Addational Lineman for three phase team | ITI (Electrical), having ELBO-HT/MV license as per working voltage and preferably 2 years of relevant experience. Additional lineman with MV license may be provided to existing team on the authorization of HoD- 3 Phase as per site requirement and to be claimed as separate line item. Ref Clause- 5.2 (b) of Tender. | EA |  | 1 |  | 0 | 0 | 0 | 1 |  | 0 | 0 | 0 | 0
73 | Helper | Addational Helper for 3 Phase team and at MMG lab | 10th pass minimum . Additional helper may be provided to existing team on the authorization of HoD- 3 Phase as per site requirement and at Lab, Bhubaneswar (3) and cuttack(2). Same to be claimed as separate line item. Ref Clause- 5.2 (c) of Tender. | EA |  | 1 |  | 0 | 0 | 0 | 1 |  | 0 | 0 | 0 | 0
74 | Technician | Lab Technician | ITI (Electrical), with two years relevant experience.To be posted at Lab, Bhubaneswar (3) and cuttack(2) | EA |  |  |  | 0 | 0 | 0 |  |  | 0 | 0 | 0 | 0
Total All inlc value | [9 empty] | 0 |  |  |  |  | 0 | 0

## CED
Schedule of items CED
[7 empty] | Prices for Year 1 |  |  |  | Prices for Year 2 |  |  |  |  | Grand Total
Sr. No. | Activity Type | Item Short Description | Long Service Description | UOM | SAC CODE | Qty | Unit Rate (Rs.) | Appl. Taxes & Duties | All Inclusive Unit Rate (Rs.) | Total All Inclusive Value for Year-1 (Rs.) | Quantity | Unit Rate (Rs.) | Appl. Taxes & Duties | All Inclusive Unit Rate (Rs.) | Total All Inclusive Value for Year-2 (Rs.) | Prices for Year 1 + Year 2 (Rs. )
[6 empty] | A | B | C | D = B + C | E = A x D | F | G | H | I = G + H | J = F x I | K = E + J
1 | SP | Meter Replacement - SP | Removal of old meter, Installation of 1 phase energy meter with / without meter box in existing meter box / Panel with cable gland, M-seal along with accessories. This includes connection of I/C and O/G cable to meter terminal and Ensuring proper closure of notifications in Mobile App. This includes transportation of removed materials to MMG store. Transportation cost of utility owned meters to Central store will be claimed in separate line item. | EA |  | 16754 |  | 0 | 0 | 0 | 16618 |  | 0 | 0 | 0 | 0
2 | SP | Meter Shifting - SP | Shifting of existing Meters from one place to other within same premises preferably to outside and Ensuring proper closure of notifications in Mobile App. This excludes cable replcement | EA |  | 1544 |  | 0 | 0 | 0 | 1544 |  | 0 | 0 | 0 | 0
3 | SP | Meter Installation- SP Solar Generation | Installation of 1 phase energy meter for Solar Generation with with cable gland, M-seal along with accessories and Ensuring proper closure of notifications in Mobile App.. This includes connection of O/G cable of consumer to the meter terminal. | EA |  | 3900 |  | 0 | 0 | 0 | 3900 |  | 0 | 0 | 0 | 0
4 | SP | Meter Installation- SP NSC with Cable | Providing NSC with Meter and cable upto 2C * 10 sq mm Cable Installation providing 'O' shaped quick link, Jublee Clips / Wall corner Clamp and piercing connectors where connection is to be given in AB cable and Ensuring proper closure of notifications in Mobile App. | Ea |  | 6280 |  | 0 | 0 | 0 | 6280 |  | 0 | 0 | 0 | 0
5 | SP | Meter Installation- SP NSC without Cable | Providing NSC meter with / without meter box in existing meter box / Panel with cable gland, M-seal along with accessories providing 'O' shapped quick link, Jublee Clips / Wall corner Clamp and piercing connectors. This includes connection of I/C and O/G cable to meter terminal and Ensuring proper closure of notifications in Mobile App.. | EA |  | 1570 |  | 0 | 0 | 0 | 1570 |  | 0 | 0 | 0 | 0
6 | SP | Meter Removal SP-PDC | Permanent disconnection of SP consumer with removal of utility/ consumer owned meter with box and Ensuring proper closure of notifications in Mobile App. This includes transportation of removed materials to MMG store. Transportation cost of utility owned meters to Central store will be claimed in separate line item. | EA |  | 11450 |  | 0 | 0 | 0 | 11450 |  | 0 | 0 | 0 | 0
7 | SP | Cable Replacement- SP upto 2CX 10 sq mm | Stringing of armoured service cable upto 2CX 10 sq mm with length upto 30 m including installation of saddle, fastener for support and connection at pole / LT network with thimble / AB piercing connectors of required size and Ensuring proper closure of notifications in Mobile App. This will include supply and installation of 'O' shapped quick link, Jublee Clips / Wall corner Clamp and piercing connectors where connection is to be given in AB cable. This cost includes removal of old cable and keeping insafe custody to either re-use or return to scrap store / retun to consumer if it pertains to consumer . | EA |  | 2650 |  | 0 | 0 | 0 | 2650 |  | 0 | 0 | 0 | 0
8 | SP | Service Cable Removal -SP -PDC upto 2CX 10 sq mm | Removal of service cable of any size used for single Phase connections for permanent disconnection from pole/ LT Network and keeping insafe custody to either re-use or return to scrap store / retun to consumer if it pertains to consumer and Ensuring proper closure of notifications in Mobile App. | EA |  | 5030 |  | 0 | 0 | 0 | 4990 |  | 0 | 0 | 0 | 0
9 | SP / PP | Installation of LT Service/ Distribution Box Installation | Installation of LT Service/ Distribution Box Installation on pole along with supply of fastners / on pole with steel strap and buckles / piercing connect where LT mains in ABC at standard height. This will include supply and installation of 'O' shapped quick link, Jublee Clips / Wall corner Clamp and piercing connectors and other accessories and Ensuring proper closure of notifications in Mobile App. | EA |  | 5020 |  | 0 | 0 | 0 | 5020 |  | 0 | 0 | 0 | 0
10 | SP / PP | Removal of LT Service/ Distribution Box Installation | Removal of any type of bus bar box / distribution box from wall / from pole along with steel strap and buckles.This will include keeping insafe custody to either re-use or return to scrap store and updation in MMG App. | EA |  | 500 |  | 0 | 0 | 0 | 500 |  | 0 | 0 | 0 | 0
11 | SP | Meter transport - SP | Transport of meter to warranty/ Scrap store after devaluation of any single phase meter with / without meter box in case of permanent DC and replacement of Utility owned meters. | EA |  | 8377 |  | 0 | 0 | 0 | 8309 |  | 0 | 0 | 0 | 0
12 | PP | Meter Replacement - PP | Installation of 3 phase WC energy meter with / without meter box in existing meter box / Panel with cable gland, M-seal along with accessories. This includes connection of I/C and O/G cable to meter terminal and removal of old meters along with updation in MMG App. This includes transportation of removed materials to MMG store. Transportation cost of utility owned meters to Central store will be claimed in separate line item. | EA |  | 340 |  | 0 | 0 | 0 | 220 |  | 0 | 0 | 0 | 0
13 | PP | Meter Shifting - PP | Shifting of existing Meters from one place to other within same premises preferably to outside and Ensuring proper closure of notifications in Mobile App.. This excludes cable replcement | EA |  | 44 |  | 0 | 0 | 0 | 44 |  | 0 | 0 | 0 | 0
14 | PP | Meter Installation- PP Solar Generation | Installation of 3 phase WC energy meter for Solar Generation with with cable gland, M-seal along with accessories and Ensuring proper closure of notifications in Mobile App. This includes connection of O/G cable of consumer to the meter terminal. | EA |  | 25 |  | 0 | 0 | 0 | 25 |  | 0 | 0 | 0 | 0
15 | PP | Meter Installation- PP NSC with Cable | Providing NSC with Meter and cable upto 4C * 25 sq mm Cable Installation andand Ensuring proper closure of notifications in Mobile App. This includes providing 'O' shapped quick link, Jublee Clips / Wall corner Clamp and piercing connectors where connection is to be given in AB cable. | EA |  | 202.4 |  | 0 | 0 | 0 | 202.4 |  | 0 | 0 | 0 | 0
16 | PP | Meter Installation- PP NSC without Cable | Providing NSC meter with / without meter box in existing meter box / Panel with cable gland, M-seal along with accessories and Ensuring proper closure of notifications in Mobile App. This includes providing 'O' shapped quick link, Jublee Clips / Wall corner Clamp and piercing connectors. This includes connection of I/C and O/G cable to meter terminal. | EA |  | 50.6 |  | 0 | 0 | 0 | 50.6 |  | 0 | 0 | 0 | 0
17 | PP | Meter transport- PP | Transport of meter to warranty/ Scrap store preparing proper devaluation of any three phase meter with / without meter box in case of permanent DC and replacement of Utility owned meters. | EA |  | 365 |  | 0 | 0 | 0 | 245 |  | 0 | 0 | 0 | 0
18 | PP | Meter Removal PP-PDC | Permanent disconnection of 3 Phase WC consumer with removal of utility/ consumer owned meter with box and Ensuring proper closure of notifications in Mobile App. This includes transportation of removed materials to MMG store. Transportation cost of utility owned meters to Central store will be claimed in separate line item. | EA |  | 25 |  | 0 | 0 | 0 | 25 |  | 0 | 0 | 0 | 0
19 | PP | Cable Replacement- PP upto 4CX 35 sq mm | Removal of old cable of any size, stringing of new armoured service cable upto 4CX 35 sq mm with length upto 30 m including installation of saddle, fastener for support and connection at pole / LT network with thimble / AB piercing connectors of required size and Ensuring proper closure of notifications in Mobile App. This will include supply and installation of 'O' shapped quick link, Jublee Clips / Wall corner Clamp and piercing connectors where connection is to be given in AB cable. This cost includes removal of old cable and keeping insafe custody to either re-use or return to scrap store / retun to consumer if it pertains to consumerand updation in MMG App. | EA |  | 69 |  | 0 | 0 | 0 | 69 |  | 0 | 0 | 0 | 0
20 | PP | Service Cable Removal of upto 4CX35 sqmm cable | Removal of service cable upto 4C X 35 sq mm size for DC/PDC consumer used for Poly Phase Whole Current connections from pole/ LT Network and Ensuring proper closure of notifications in Mobile App. This includes returing it back to scrap store if not utilised again . | EA |  | 25 |  | 0 | 0 | 0 | 25 |  | 0 | 0 | 0 | 0
21 | DT | Smart DT Meter installation along with Meter Box and connection for CT / PT (For energy auditing of DTs) | Installation of Smart DT meters along with ring type CTs of various ratings, Meter Box, and associated accessories on LT side of transformers and Ensuring proper closure of notifications in Mobile App. This activity excludes handling work at tranformer LT side. | EA |  | 330 |  | 0 | 0 | 0 | 330 |  | 0 | 0 | 0 | 0
22 | DT | Smart DT Meter removal along with Meter Box and connection for CT / PT (For energy auditing of DTs) | Removal of Smart DT meters along with ring type CTs of various ratings, Meter Box, and associated accessories on LT side of transformers and return to Store Ensuring proper closure of notifications in Mobile App.. | EA |  | 33 |  | 0 | 0 | 0 | 33 |  | 0 | 0 | 0 | 0
23 | DT | Smart DT Meter installation without Meter Box and connection for CT / PT (For energy auditing of DTs) | Installation of Smart DT meters of all ratings,inside existing panel with accessories and Ensuring proper closure of notifications in Mobile App.. | EA |  | 66 |  | 0 | 0 | 0 | 66 |  | 0 | 0 | 0 | 0
24 | LT CT /DT | LTCT Meter with box Installation - All rating. | Installation of new LTCT meters with complete grouting, commissioning, supply of 8 Nos lugs and its crimping, energisation, communication of Meter and its allied accessories and seal installation with LTCT Meter box of all rating and Ensuring proper closure of notifications in Mobile App. | EA |  | 95 |  | 0 | 0 | 0 | 95 |  | 0 | 0 | 0 | 0
25 | LT CT /DT | LTCT Meter with box Removal - All Rating | Removal of any LTCT meters from site with de-energisation, Meter, modem and its allied accessories with meter box and Ensuring proper closure of notifications in Mobile App. | EA |  | 15 |  | 0 | 0 | 0 | 15 |  | 0 | 0 | 0 | 0
26 | LT CT/ DT | Meter Replacement - LTCT Meter Only | Removal of old meter and Replacement with new LTCT meter/ LTCT Smart meter of any rating without change in box ensuring proper closure of notification in MMG App. | EA |  | 8 |  | 0 | 0 | 0 | 8 |  | 0 | 0 | 0 | 0
27 | LTCT/DT | Installation of 4C*50/4C*95 sq mm armoured service cable, O/H or U/G (Length up to 30M) | Stringing, sagging of armoured service cable size 4CX 50 sq mm with length upto 30m including installation of saddle, fastener for support and connection at pole / LT network with thimble. (Saddles and Fastners are to be supplied by BA) and Ensuring proper closure of notifications in Mobile App. | EA |  | 6 |  | 0 | 0 | 0 | 6 |  | 0 | 0 | 0 | 0
28 | LTCT/DT | Installation of 4C*150 / 4C X 300 sq mm armoured service cable, O/H or U/G (Length up to 30M) | Stringing, sagging of armoured service cable size 4CX 95 sq mm / 4C X 150 sq mm with length upto 30m including installation of saddle, fastener for support and connection at pole / LT network with thimble. (Saddles and Fastners are to be supplied by BA) and Ensuring proper closure of notifications in Mobile App. | EA |  | 3 |  | 0 | 0 | 0 | 3 |  | 0 | 0 | 0 | 0
29 | LTCT/DT | Removal and dismentaling of 4C*50/4C*95 sq mm armoured power cable, O/H or U/G (Length up to 30M) | Removal and dismentaling of power cable of 4C*50/4C*95 sq mm armoured power cable, O/H or U/G (Length up to 30M) and keeping insafe custody to either re-use or return to scrap store / retun to consumer if it pertains to consumerand Ensuring proper closure of notifications in Mobile App. | EA |  | 3 |  | 0 | 0 | 0 | 3 |  | 0 | 0 | 0 | 0
30 | LTCT/DT | Removal and dismentaling of 4C*150 / 4C X 300 sq mm armoured power cable, O/H or U/G (Length up to 30M) | Removal and dismentaling of power cable of 4C*150 / 4C X 300 sq mm armoured power cable, O/H or U/G (Length up to 30M) and keeping insafe custody to either re-use or return to scrap store / retun to consumer if it pertains to consumer and Ensuring proper closure of notifications in Mobile App. | EA |  | 2 |  | 0 | 0 | 0 | 2 |  | 0 | 0 | 0 | 0
31 | LTCT/DT | Minor Fault rectification in CT Meter pertaining to termination/LT Cable. | Fault rectification includes termination (thimble / socket crimping, gland change, cable lead extention crimping and tightening) includes cable dressing/Minor reworking in CT Meter termination and Ensuring proper closure of notifications in Mobile App. | EA |  | 29 |  | 0 | 0 | 0 | 29 |  | 0 | 0 | 0 | 0
32 | HT | Meter Replacement - HT Meter Only | Removal of old meter and replacement of any HT Smart energy meter along with modem and its termination from Metering cubicle / CTPT unit ensuring proper closure of notifications in Mobile App. | EA |  | 24 |  | 0 | 0 | 0 | 24 |  | 0 | 0 | 0 | 0
33 | HT | Meter Installation - HT Meter Only | Installation of HT Smart energy meter along its termination in Metering cubicle / CTPT unit and Ensuring proper closure of notifications in Mobile App. | EA |  | 30 |  | 0 | 0 | 0 | 30 |  | 0 | 0 | 0 | 0
34 | HT | Meter Removal HT Meter Only | Removal of Utility owned removed HT energy meter from site and return of old removed utility owned meters to MMG store Ensuring proper closure of notifications in Mobile App. | EA |  | 12 |  | 0 | 0 | 0 | 12 |  | 0 | 0 | 0 | 0
35 | HT | CTPT Installation - 11KV | Installation, comissioning and energisation in all respect of 11 KV outdoor Metering CTPT unit including control cable laying at desired height with help of crane. This includes transportation from Store to Site upto 50Km and Ensuring proper closure of notifications in Mobile App. | EA |  | 7 |  | 0 | 0 | 0 | 7 |  | 0 | 0 | 0 | 0
36 | HT | CTPT Installation - 33KV | Installation, comissioning and energisation in all respect of 33 KV outdoor Metering CTPT unit including control cable laying at desired height with help of crane. This includes transportation from Store to Site upto 50Km and Ensuring proper closure of notifications in Mobile App. | EA |  | 5 |  | 0 | 0 | 0 | 5 |  | 0 | 0 | 0 | 0
37 | HT | CTPT Removal- 11KV / 33KV | De-energisation and complete Dismantling in all respect of HT metering out door CTPT unit with or without meter along with all accessories. This includes transportation of Removed Metering material is to be returned back to Warranty/Scrap store and Ensuring proper closure of notifications in Mobile App. | EA |  | 12 |  | 0 | 0 | 0 | 12 |  | 0 | 0 | 0 | 0
38 | HT | Replacement / Shifitng of control cable/ Control Cable Pipe for HTCT meters. | Replacement of control cable pipe , control cable and allied accessories including all connections with meter and Metering unit. This includes to & fro transportation, commissioning and energisation in all respect. This includes transportation from Store to Site upto 50Km and Ensuring proper closure of notifications in Mobile App. | EA |  | 12 |  | 0 | 0 | 0 | 12 |  | 0 | 0 | 0 | 0
39 | HT | Comissioning of 11 or 33 KV Metering Cubicle (Excluding Civil work) | Comissioning and energising of 11 or 33 KV Outdoor/ indoor metering cublicle along with all accessories in all respect. This includes transportation from store to site upto 50KM and Ensuring proper closure of notifications in Mobile App. | EA |  | 18 |  | 0 | 0 | 0 | 18 |  | 0 | 0 | 0 | 0
40 | HT | Removal of 11 or 33 KV Metering Cubicle | de-energisation and complete Dismantling in all respect of 11 or 33 KV Outdoor/ indoor burnt/ defective metering cublicle . This includes transportation from site to store upto 50KM and Ensuring proper closure of notifications in Mobile App. | EA |  | 4 |  | 0 | 0 | 0 | 4 |  | 0 | 0 | 0 | 0
41 | Protocol Punching | Punching of Protocols in SAP for activities not mapped in MMG App. | Complete updation and closure of notification in SAP. This includes only activities are not mapped in MMG App. | EA |  | 2513 |  | 0 | 0 | 0 | 2493 |  | 0 | 0 | 0 | 0
42 | SP-Testing | Single Phase Meter Accuracy test at site with Accucheck | Single Phase Testing with RSS at site load condition of consumer. This includes proper verification of Meter body, all seals and replacement of seals along with PVR and updation in MMG App. | EA |  | 1256 |  | 0 | 0 | 0 | 1256 |  | 0 | 0 | 0 | 0
43 | PP - Testing | Three Phase Whole CurrentMeter Accuracy test at site with Accucheck | Three Phase WC meter Testing with RSS at site load condition of consumer. This includes proper verification of Meter body, all seals and replacement of seals along with PVR Ensuring proper closure of notifications in Mobile App. | EA |  | 194 |  | 0 | 0 | 0 | 194 |  | 0 | 0 | 0 | 0
44 | LTCT - Testing | LT CT Meter Accuracy test at site with Accucheck | LTCT Meter Testing with RSS at site load condition of consumer. This includes proper verification of Meter body, all seals and replacement of seals along with PVR Ensuring proper closure of notifications in Mobile App. | EA |  | 173 |  | 0 | 0 | 0 | 173 |  | 0 | 0 | 0 | 0
45 | HT CT Testing | Meter Accuracy test at site (HTCT) | HTCT Meter Testing with RSS at site load condition of consumer. This includes proper verification of Meter body, all seals and replacement of seals along with PVR Ensuring proper closure of notifications in Mobile App. | EA |  | 236 |  | 0 | 0 | 0 | 236 |  | 0 | 0 | 0 | 0
46 | HT CT Testing | CT PT unit Testing | Testing of 11 KV / 33 KV HT CT Metering unit/ Metering Cubicle of at various loads of consumer ensuring proper shutdown. This includes proper verification of Meter body, all seals and replacement of seals along with PVR Ensuring proper closure of notifications in Mobile App.. | EA |  | 71 |  | 0 | 0 | 0 | 71 |  | 0 | 0 | 0 | 0
47 | SP/PP/DT/LTCT/HT | Prefabricated GI Structure (Supply Item)/ kg | Prefabricated / GI structural angle/ channel/flats of different sizes, as per the site requirement | Kg |  | 860 |  | 0 | 0 | 0 | 860 |  | 0 | 0 | 0 | 0
48 | DD | Manual Meter Reading | Taking manual reading parameters from meter display, providing remarks with photographs where data can not be downloaded for reason not attributable to BA | EA |  | 22 |  | 0 | 0 | 0 | 22 |  | 0 | 0 | 0 | 0
49 | DD | Data downloading of meters | Data downloading of any meter through CMRI/ Mobile Application and submission to EIC | EA |  | 22 |  | 0 | 0 | 0 | 22 |  | 0 | 0 | 0 | 0
50 | FSE | FSE- New Connection / Pre-inspection / Attribute Change / Site Verification/ attending CR cases. | Site verification of New Connection / Pre-inspection / Attribute Change / attending CR cases and submission of SVR at respective division office Ensuring proper updatioin of notifications in Mobile App.. | EA |  | 2513 |  | 0 | 0 | 0 | 2493 |  | 0 | 0 | 0 | 0
51 | SP | Mechanical meter replacement | This includes removal of old meters, installation of new meter with box, connection of I/C and O/G cable to meter terminal , communication checking and Ensuring proper closure of notifications in Mobile App. | EA |  | 31 |  | 0 | 0 | 0 | 8 |  | 0 | 0 | 0 | 0
52 | TS | NIC / Modem Troubleshooting with TAB/ Laptop / Anyother device | Successful TS of non communicating smart meters through replacement of NIC/SIM with accessories.Includes replacement of accessories required for establishing communication (e.g., SIM, NIC, etc). Ensuring proper closure of notifications in Mobile App & SAP by the KPO. This includs Checking and validating communication status through the designated mobile application. | EA |  | 16236 |  | 0 | 0 | 0 | 16236 |  | 0 | 0 | 0 | 0
53 | Incentive-LT | Theft referral incentive | Providing incentive of Rs 1000 for each theft reporting case in case of Single Phase Consumer. Incentive for theft reporting by BA employees for which case is booked by enforcement post reporting. These cases are to be reported in MMG App with proper proof and to be certified by EIC. | EA |  | 84 |  | 0 | 0 | 0 | 83 |  | 0 | 0 | 0 | 0
54 | Incentive-WC | Theft referral incentive | Providing incentive of Rs 5000 for each theft reporting case in case of Three Phase WC Consumer. Incentive for theft reporting by BA employees for which case is booked by enforcement post reporting. These cases are to be reported in MMG App with proper proof and to be certified by EIC. | EA |  | 3 |  | 0 | 0 | 0 | 2 |  | 0 | 0 | 0 | 0
55 | Incentive-CT | Theft referral incentive | Providing incentive of Rs 7000 for each theft reporting case in case of Three Phase LTCT/HT Consumer. Incentive for theft reporting by BA employees for which case is booked by enforcement post reporting. These cases are to be reported in MMG App with proper proof and to be certified by EIC. | EA |  | 2 |  | 0 | 0 | 0 | 2 |  | 0 | 0 | 0 | 0
56 | Incentive-App | Incentive for achieving >=99% usage of MMG app | Incentive for achieving >=99% usage of MMG app for all the type of metering activities enabled for application usage from site itself on same day. This excludes consumers not enabled in MMG app. | EA |  | 1 |  | 0 | 0 | 0 | 1 |  | 0 | 0 | 0 | 0
57 | Incentive-App | Incentive for achieving >=97% upto 99%usage usage of MMG app | Incentive for achieving >=97% upto 99%usage of MMG app for all the type of metering activities enabled for application usage from site itself on same day. This excludes consumers not enabled in MMG app. | EA |  | 1 |  | 0 | 0 | 0 | 1 |  | 0 | 0 | 0 | 0
58 | Incentive-App | Incentive for achieving >=95% upto 97% usage usage of MMG app | Incentive for achieving >=95% upto 97% usage of MMG app for all the type of metering activities enabled for application usage from site itself on same day. This excludes consumers not enabled in MMG app. | EA |  | 1 |  | 0 | 0 | 0 | 1 |  | 0 | 0 | 0 | 0
59 | Incentive-Comm | Incentive for >=99% communication. | Incentive for achieving >=99% communication for all category of consumer taken together based on MIS floated from MMG HO. | EA |  | 1 |  | 0 | 0 | 0 | 1 |  | 0 | 0 | 0 | 0
60 | Incentive-Comm | Incentive for >=99% communication. | Incentive for achieving >=97% upto 99% communication for all category based on MIS floated from MMG HO. | EA |  | 1 |  | 0 | 0 | 0 | 1 |  | 0 | 0 | 0 | 0
61 | Incentive-Comm | Incentive for >=99% communication. | Incentive for achieving >=96% upto 97% communication for all category based on MIS floated from MMG HO. | EA |  | 1 |  | 0 | 0 | 0 | 1 |  | 0 | 0 | 0 | 0
62 | Vehicle-Light | Transportation charges per KM beyond 50 KM for all metering materials for movement to site through LMV. | Rate for transportation for additional travel per Km beyond 50 KM for meter/ metering accessories where in light motor vehicle (Pickup/ TATA Magic/ Equivalent vehicle is required) from site to store. This is to be limited to 500 KM per month. Approval of HoD to be taken for addational KM. | Km |  | 6000 |  | 0 | 0 | 0 | 6000 |  | 0 | 0 | 0 | 0
63 | Vehicle-Heavy | Transportation charges per KM beyond 50 KM for all metering materials for movement to site through HMV. | Rate for transportation for additional travel per Km beyond 50 KM for meter/ metering accessories where in Heavy motor vehicle is required from site to store. This is to be limited to 300 KM per month. Approval of HoD to be taken for addational KM. | Km |  | 3600 |  | 0 | 0 | 0 | 3600 |  | 0 | 0 | 0 | 0
64 | Vehicle | Vehicle for site verification, safety and quality inspection by single phase and three phase team | One vehicle ( Preferbly Non A/C Bolero) at each MMG-Division will be provided by concerned BA along with driver on fixed term on monthly basis which for site verification, safety and quality inspection by single phase and three phase team. This will be limiting to 3000 Km per month. | EA |  | 1 |  | 0 | 0 | 0 | 1 |  | 0 | 0 | 0 | 0
65 | Vehicle-BBSR Lab | Vehicle for meter to and from movement from store to BBSR Lab and return. | Vehicle (Mini Truck/ Pickup/ TATA Magic) for material inspection at MMG lab. This includes per trip to and fro movement of material from store ( Choudwar Store) to MMG lab at Cuttack and return. | EA |  |  |  | 0 | 0 | 0 |  |  | 0 | 0 | 0 | 0
66 | Vehicle-CTC Lab | Vehicle for meter to and from movement from store to CTC Lab and return. | Vehicle (Mini Truck/ Pickup/ TATA Magic) for material inspection at MMG lab. This includes per trip to and fro movement of material from store ( Bhubaneswar Store) to MMG lab at Bhubaneswar and return. | EA |  |  |  | 0 | 0 | 0 |  |  | 0 | 0 | 0 | 0
67 | Vehicle- Light | Vehicle for material transporting from Central Store to MMG division per trip. | Vehicle (Mini Truck/ Pickup/ TATA Magic) for material transporting from Central Store to MMG division. This includes loading, unloading & transportaion from Central Store to MMG division store. This can be claimed by BA limiting twice per month. | EA |  | 24 |  | 0 | 0 | 0 | 24 |  | 0 | 0 | 0 | 0
68 | Vehicle- Heavy | Vehicle for material transporting from Central Store to MMG division per trip. | Vehicle ((Mini Truck/ Pickup/ TATA Magic) for material transporting from Central Store to MMG division. This includes loading, unloading & transportaion from Central Store to MMG division store. This can be claimed by BA limiting once per month. | EA |  | 12 |  | 0 | 0 | 0 | 12 |  | 0 | 0 | 0 | 0
69 | Safety officer | Safety officer one per Division | Diploma in Electrical Safety with two years of expriences. Safety office shall be posted at division level and report to EIC and shall be responsible for safety related to safety at respective divisions. | EA |  | 1 |  | 0 | 0 | 0 | 1 |  | 0 | 0 | 0 | 0
70 | Circle Coordinator | Circle Coordinator | Any Graduate with three years experience (conversant with excel sheet & should be able to prepare reports & do quality. 1no. Each attached to MRT HODs posted at BBSR, Cuttack, Khurda, Dhenkanal, Paradip- 5nos to carryout different MMG activity at circle level. | EA |  |  |  | 0 | 0 | 0 |  |  | 0 | 0 | 0 | 0
71 | Divisional Coordinator | Divisional Coordinator | Graduate (conversant with excel sheet & should be able to prepare reports & do quality ). 1 for each Division reporting to HoG-3 Phase/ TL to assist them with day to day activity of MMG at Division level. | EA |  | 1 |  | 0 | 0 | 0 | 1 |  | 0 | 0 | 0 | 0
72 | Lineman | Addational Lineman for three phase team | ITI (Electrical), having ELBO-HT/MV license as per working voltage and preferably 2 years of relevant experience. Additional lineman with MV license may be provided to existing team on the authorization of HoD- 3 Phase as per site requirement and to be claimed as separate line item. Ref Clause- 5.2 (b) of Tender. | EA |  | 1 |  | 0 | 0 | 0 | 1 |  | 0 | 0 | 0 | 0
73 | Helper | Addational Helper for 3 Phase team and at MMG lab | 10th pass minimum . Additional helper may be provided to existing team on the authorization of HoD- 3 Phase as per site requirement and at Lab, Bhubaneswar (3) and cuttack(2). Same to be claimed as separate line item. Ref Clause- 5.2 (c) of Tender. | EA |  | 1 |  | 0 | 0 | 0 | 1 |  | 0 | 0 | 0 | 0
74 | Technician | Lab Technician | ITI (Electrical), with two years relevant experience.To be posted at Lab, Bhubaneswar (3) and cuttack(2) | EA |  |  |  | 0 | 0 | 0 |  |  | 0 | 0 | 0 | 0
Total All inlc value | [9 empty] | 0 |  |  |  |  | 0 | 0

## SED
Schedule of items SED
[7 empty] | Prices for Year 1 |  |  |  | Prices for Year 2 |  |  |  |  | Grand Total
Sr. No. | Activity Type | Item Short Description | Long Service Description | UOM | SAC CODE | Qty | Unit Rate (Rs.) | Appl. Taxes & Duties | All Inclusive Unit Rate (Rs.) | Total All Inclusive Value for Year-1 (Rs.) | Quantity | Unit Rate (Rs.) | Appl. Taxes & Duties | All Inclusive Unit Rate (Rs.) | Total All Inclusive Value for Year-2 (Rs.) | Prices for Year 1 + Year 2 (Rs. )
[6 empty] | A | B | C | D = B + C | E = A x D | F | G | H | I = G + H | J = F x I | K = E + J
1 | SP | Meter Replacement - SP | Removal of old meter, Installation of 1 phase energy meter with / without meter box in existing meter box / Panel with cable gland, M-seal along with accessories. This includes connection of I/C and O/G cable to meter terminal and Ensuring proper closure of notifications in Mobile App. This includes transportation of removed materials to MMG store. Transportation cost of utility owned meters to Central store will be claimed in separate line item. | EA |  | 14157 |  | 0 | 0 | 0 | 12981 |  | 0 | 0 | 0 | 0
2 | SP | Meter Shifting - SP | Shifting of existing Meters from one place to other within same premises preferably to outside and Ensuring proper closure of notifications in Mobile App. This excludes cable replcement | EA |  | 1331 |  | 0 | 0 | 0 | 1331 |  | 0 | 0 | 0 | 0
3 | SP | Meter Installation- SP Solar Generation | Installation of 1 phase energy meter for Solar Generation with with cable gland, M-seal along with accessories and Ensuring proper closure of notifications in Mobile App.. This includes connection of O/G cable of consumer to the meter terminal. | EA |  | 2640 |  | 0 | 0 | 0 | 2640 |  | 0 | 0 | 0 | 0
4 | SP | Meter Installation- SP NSC with Cable | Providing NSC with Meter and cable upto 2C * 10 sq mm Cable Installation providing 'O' shaped quick link, Jublee Clips / Wall corner Clamp and piercing connectors where connection is to be given in AB cable and Ensuring proper closure of notifications in Mobile App. | Ea |  | 4000 |  | 0 | 0 | 0 | 4000 |  | 0 | 0 | 0 | 0
5 | SP | Meter Installation- SP NSC without Cable | Providing NSC meter with / without meter box in existing meter box / Panel with cable gland, M-seal along with accessories providing 'O' shapped quick link, Jublee Clips / Wall corner Clamp and piercing connectors. This includes connection of I/C and O/G cable to meter terminal and Ensuring proper closure of notifications in Mobile App.. | EA |  | 1000 |  | 0 | 0 | 0 | 1000 |  | 0 | 0 | 0 | 0
6 | SP | Meter Removal SP-PDC | Permanent disconnection of SP consumer with removal of utility/ consumer owned meter with box and Ensuring proper closure of notifications in Mobile App. This includes transportation of removed materials to MMG store. Transportation cost of utility owned meters to Central store will be claimed in separate line item. | EA |  | 4950 |  | 0 | 0 | 0 | 4950 |  | 0 | 0 | 0 | 0
7 | SP | Cable Replacement- SP upto 2CX 10 sq mm | Stringing of armoured service cable upto 2CX 10 sq mm with length upto 30 m including installation of saddle, fastener for support and connection at pole / LT network with thimble / AB piercing connectors of required size and Ensuring proper closure of notifications in Mobile App. This will include supply and installation of 'O' shapped quick link, Jublee Clips / Wall corner Clamp and piercing connectors where connection is to be given in AB cable. This cost includes removal of old cable and keeping insafe custody to either re-use or return to scrap store / retun to consumer if it pertains to consumer . | EA |  | 3350 |  | 0 | 0 | 0 | 3350 |  | 0 | 0 | 0 | 0
8 | SP | Service Cable Removal -SP -PDC upto 2CX 10 sq mm | Removal of service cable of any size used for single Phase connections for permanent disconnection from pole/ LT Network and keeping insafe custody to either re-use or return to scrap store / retun to consumer if it pertains to consumer and Ensuring proper closure of notifications in Mobile App. | EA |  | 4250 |  | 0 | 0 | 0 | 3890 |  | 0 | 0 | 0 | 0
9 | SP / PP | Installation of LT Service/ Distribution Box Installation | Installation of LT Service/ Distribution Box Installation on pole along with supply of fastners / on pole with steel strap and buckles / piercing connect where LT mains in ABC at standard height. This will include supply and installation of 'O' shapped quick link, Jublee Clips / Wall corner Clamp and piercing connectors and other accessories and Ensuring proper closure of notifications in Mobile App. | EA |  | 3200 |  | 0 | 0 | 0 | 3200 |  | 0 | 0 | 0 | 0
10 | SP / PP | Removal of LT Service/ Distribution Box Installation | Removal of any type of bus bar box / distribution box from wall / from pole along with steel strap and buckles.This will include keeping insafe custody to either re-use or return to scrap store and updation in MMG App. | EA |  | 320 |  | 0 | 0 | 0 | 320 |  | 0 | 0 | 0 | 0
11 | SP | Meter transport - SP | Transport of meter to warranty/ Scrap store after devaluation of any single phase meter with / without meter box in case of permanent DC and replacement of Utility owned meters. | EA |  | 7079 |  | 0 | 0 | 0 | 6491 |  | 0 | 0 | 0 | 0
12 | PP | Meter Replacement - PP | Installation of 3 phase WC energy meter with / without meter box in existing meter box / Panel with cable gland, M-seal along with accessories. This includes connection of I/C and O/G cable to meter terminal and removal of old meters along with updation in MMG App. This includes transportation of removed materials to MMG store. Transportation cost of utility owned meters to Central store will be claimed in separate line item. | EA |  | 262 |  | 0 | 0 | 0 | 278 |  | 0 | 0 | 0 | 0
13 | PP | Meter Shifting - PP | Shifting of existing Meters from one place to other within same premises preferably to outside and Ensuring proper closure of notifications in Mobile App.. This excludes cable replcement | EA |  | 18 |  | 0 | 0 | 0 | 18 |  | 0 | 0 | 0 | 0
14 | PP | Meter Installation- PP Solar Generation | Installation of 3 phase WC energy meter for Solar Generation with with cable gland, M-seal along with accessories and Ensuring proper closure of notifications in Mobile App. This includes connection of O/G cable of consumer to the meter terminal. | EA |  | 12 |  | 0 | 0 | 0 | 12 |  | 0 | 0 | 0 | 0
15 | PP | Meter Installation- PP NSC with Cable | Providing NSC with Meter and cable upto 4C * 25 sq mm Cable Installation andand Ensuring proper closure of notifications in Mobile App. This includes providing 'O' shapped quick link, Jublee Clips / Wall corner Clamp and piercing connectors where connection is to be given in AB cable. | EA |  | 94.4 |  | 0 | 0 | 0 | 94.4 |  | 0 | 0 | 0 | 0
16 | PP | Meter Installation- PP NSC without Cable | Providing NSC meter with / without meter box in existing meter box / Panel with cable gland, M-seal along with accessories and Ensuring proper closure of notifications in Mobile App. This includes providing 'O' shapped quick link, Jublee Clips / Wall corner Clamp and piercing connectors. This includes connection of I/C and O/G cable to meter terminal. | EA |  | 23.6 |  | 0 | 0 | 0 | 23.6 |  | 0 | 0 | 0 | 0
17 | PP | Meter transport- PP | Transport of meter to warranty/ Scrap store preparing proper devaluation of any three phase meter with / without meter box in case of permanent DC and replacement of Utility owned meters. | EA |  | 274 |  | 0 | 0 | 0 | 290 |  | 0 | 0 | 0 | 0
18 | PP | Meter Removal PP-PDC | Permanent disconnection of 3 Phase WC consumer with removal of utility/ consumer owned meter with box and Ensuring proper closure of notifications in Mobile App. This includes transportation of removed materials to MMG store. Transportation cost of utility owned meters to Central store will be claimed in separate line item. | EA |  | 12 |  | 0 | 0 | 0 | 12 |  | 0 | 0 | 0 | 0
19 | PP | Cable Replacement- PP upto 4CX 35 sq mm | Removal of old cable of any size, stringing of new armoured service cable upto 4CX 35 sq mm with length upto 30 m including installation of saddle, fastener for support and connection at pole / LT network with thimble / AB piercing connectors of required size and Ensuring proper closure of notifications in Mobile App. This will include supply and installation of 'O' shapped quick link, Jublee Clips / Wall corner Clamp and piercing connectors where connection is to be given in AB cable. This cost includes removal of old cable and keeping insafe custody to either re-use or return to scrap store / retun to consumer if it pertains to consumerand updation in MMG App. | EA |  | 30 |  | 0 | 0 | 0 | 30 |  | 0 | 0 | 0 | 0
20 | PP | Service Cable Removal of upto 4CX35 sqmm cable | Removal of service cable upto 4C X 35 sq mm size for DC/PDC consumer used for Poly Phase Whole Current connections from pole/ LT Network and Ensuring proper closure of notifications in Mobile App. This includes returing it back to scrap store if not utilised again . | EA |  | 12 |  | 0 | 0 | 0 | 12 |  | 0 | 0 | 0 | 0
21 | DT | Smart DT Meter installation along with Meter Box and connection for CT / PT (For energy auditing of DTs) | Installation of Smart DT meters along with ring type CTs of various ratings, Meter Box, and associated accessories on LT side of transformers and Ensuring proper closure of notifications in Mobile App. This activity excludes handling work at tranformer LT side. | EA |  | 270 |  | 0 | 0 | 0 | 270 |  | 0 | 0 | 0 | 0
22 | DT | Smart DT Meter removal along with Meter Box and connection for CT / PT (For energy auditing of DTs) | Removal of Smart DT meters along with ring type CTs of various ratings, Meter Box, and associated accessories on LT side of transformers and return to Store Ensuring proper closure of notifications in Mobile App.. | EA |  | 27 |  | 0 | 0 | 0 | 27 |  | 0 | 0 | 0 | 0
23 | DT | Smart DT Meter installation without Meter Box and connection for CT / PT (For energy auditing of DTs) | Installation of Smart DT meters of all ratings,inside existing panel with accessories and Ensuring proper closure of notifications in Mobile App.. | EA |  | 54 |  | 0 | 0 | 0 | 54 |  | 0 | 0 | 0 | 0
24 | LT CT /DT | LTCT Meter with box Installation - All rating. | Installation of new LTCT meters with complete grouting, commissioning, supply of 8 Nos lugs and its crimping, energisation, communication of Meter and its allied accessories and seal installation with LTCT Meter box of all rating and Ensuring proper closure of notifications in Mobile App. | EA |  | 19 |  | 0 | 0 | 0 | 19 |  | 0 | 0 | 0 | 0
25 | LT CT /DT | LTCT Meter with box Removal - All Rating | Removal of any LTCT meters from site with de-energisation, Meter, modem and its allied accessories with meter box and Ensuring proper closure of notifications in Mobile App. | EA |  | 9 |  | 0 | 0 | 0 | 9 |  | 0 | 0 | 0 | 0
26 | LT CT/ DT | Meter Replacement - LTCT Meter Only | Removal of old meter and Replacement with new LTCT meter/ LTCT Smart meter of any rating without change in box ensuring proper closure of notification in MMG App. | EA |  | 5 |  | 0 | 0 | 0 | 5 |  | 0 | 0 | 0 | 0
27 | LTCT/DT | Installation of 4C*50/4C*95 sq mm armoured service cable, O/H or U/G (Length up to 30M) | Stringing, sagging of armoured service cable size 4CX 50 sq mm with length upto 30m including installation of saddle, fastener for support and connection at pole / LT network with thimble. (Saddles and Fastners are to be supplied by BA) and Ensuring proper closure of notifications in Mobile App. | EA |  | 3.6 |  | 0 | 0 | 0 | 3.6 |  | 0 | 0 | 0 | 0
28 | LTCT/DT | Installation of 4C*150 / 4C X 300 sq mm armoured service cable, O/H or U/G (Length up to 30M) | Stringing, sagging of armoured service cable size 4CX 95 sq mm / 4C X 150 sq mm with length upto 30m including installation of saddle, fastener for support and connection at pole / LT network with thimble. (Saddles and Fastners are to be supplied by BA) and Ensuring proper closure of notifications in Mobile App. | EA |  | 1.8 |  | 0 | 0 | 0 | 1.8 |  | 0 | 0 | 0 | 0
29 | LTCT/DT | Removal and dismentaling of 4C*50/4C*95 sq mm armoured power cable, O/H or U/G (Length up to 30M) | Removal and dismentaling of power cable of 4C*50/4C*95 sq mm armoured power cable, O/H or U/G (Length up to 30M) and keeping insafe custody to either re-use or return to scrap store / retun to consumer if it pertains to consumerand Ensuring proper closure of notifications in Mobile App. | EA |  | 1.8 |  | 0 | 0 | 0 | 1.8 |  | 0 | 0 | 0 | 0
30 | LTCT/DT | Removal and dismentaling of 4C*150 / 4C X 300 sq mm armoured power cable, O/H or U/G (Length up to 30M) | Removal and dismentaling of power cable of 4C*150 / 4C X 300 sq mm armoured power cable, O/H or U/G (Length up to 30M) and keeping insafe custody to either re-use or return to scrap store / retun to consumer if it pertains to consumer and Ensuring proper closure of notifications in Mobile App. | EA |  | 1 |  | 0 | 0 | 0 | 1 |  | 0 | 0 | 0 | 0
31 | LTCT/DT | Minor Fault rectification in CT Meter pertaining to termination/LT Cable. | Fault rectification includes termination (thimble / socket crimping, gland change, cable lead extention crimping and tightening) includes cable dressing/Minor reworking in CT Meter termination and Ensuring proper closure of notifications in Mobile App. | EA |  | 6 |  | 0 | 0 | 0 | 6 |  | 0 | 0 | 0 | 0
32 | HT | Meter Replacement - HT Meter Only | Removal of old meter and replacement of any HT Smart energy meter along with modem and its termination from Metering cubicle / CTPT unit ensuring proper closure of notifications in Mobile App. | EA |  | 3 |  | 0 | 0 | 0 | 3 |  | 0 | 0 | 0 | 0
33 | HT | Meter Installation - HT Meter Only | Installation of HT Smart energy meter along its termination in Metering cubicle / CTPT unit and Ensuring proper closure of notifications in Mobile App. | EA |  | 3 |  | 0 | 0 | 0 | 3 |  | 0 | 0 | 0 | 0
34 | HT | Meter Removal HT Meter Only | Removal of Utility owned removed HT energy meter from site and return of old removed utility owned meters to MMG store Ensuring proper closure of notifications in Mobile App. | EA |  | 2 |  | 0 | 0 | 0 | 2 |  | 0 | 0 | 0 | 0
35 | HT | CTPT Installation - 11KV | Installation, comissioning and energisation in all respect of 11 KV outdoor Metering CTPT unit including control cable laying at desired height with help of crane. This includes transportation from Store to Site upto 50Km and Ensuring proper closure of notifications in Mobile App. | EA |  | 1 |  | 0 | 0 | 0 | 1 |  | 0 | 0 | 0 | 0
36 | HT | CTPT Installation - 33KV | Installation, comissioning and energisation in all respect of 33 KV outdoor Metering CTPT unit including control cable laying at desired height with help of crane. This includes transportation from Store to Site upto 50Km and Ensuring proper closure of notifications in Mobile App. | EA |  | 1 |  | 0 | 0 | 0 | 1 |  | 0 | 0 | 0 | 0
37 | HT | CTPT Removal- 11KV / 33KV | De-energisation and complete Dismantling in all respect of HT metering out door CTPT unit with or without meter along with all accessories. This includes transportation of Removed Metering material is to be returned back to Warranty/Scrap store and Ensuring proper closure of notifications in Mobile App. | EA |  | 2 |  | 0 | 0 | 0 | 2 |  | 0 | 0 | 0 | 0
38 | HT | Replacement / Shifitng of control cable/ Control Cable Pipe for HTCT meters. | Replacement of control cable pipe , control cable and allied accessories including all connections with meter and Metering unit. This includes to & fro transportation, commissioning and energisation in all respect. This includes transportation from Store to Site upto 50Km and Ensuring proper closure of notifications in Mobile App. | EA |  | 2 |  | 0 | 0 | 0 | 2 |  | 0 | 0 | 0 | 0
39 | HT | Comissioning of 11 or 33 KV Metering Cubicle (Excluding Civil work) | Comissioning and energising of 11 or 33 KV Outdoor/ indoor metering cublicle along with all accessories in all respect. This includes transportation from store to site upto 50KM and Ensuring proper closure of notifications in Mobile App. | EA |  | 2 |  | 0 | 0 | 0 | 2 |  | 0 | 0 | 0 | 0
40 | HT | Removal of 11 or 33 KV Metering Cubicle | de-energisation and complete Dismantling in all respect of 11 or 33 KV Outdoor/ indoor burnt/ defective metering cublicle . This includes transportation from site to store upto 50KM and Ensuring proper closure of notifications in Mobile App. | EA |  | 0 |  | 0 | 0 | 0 | 0 |  | 0 | 0 | 0 | 0
41 | Protocol Punching | Punching of Protocols in SAP for activities not mapped in MMG App. | Complete updation and closure of notification in SAP. This includes only activities are not mapped in MMG App. | EA |  | 2124 |  | 0 | 0 | 0 | 1947 |  | 0 | 0 | 0 | 0
42 | SP-Testing | Single Phase Meter Accuracy test at site with Accucheck | Single Phase Testing with RSS at site load condition of consumer. This includes proper verification of Meter body, all seals and replacement of seals along with PVR and updation in MMG App. | EA |  | 800 |  | 0 | 0 | 0 | 800 |  | 0 | 0 | 0 | 0
43 | PP - Testing | Three Phase Whole CurrentMeter Accuracy test at site with Accucheck | Three Phase WC meter Testing with RSS at site load condition of consumer. This includes proper verification of Meter body, all seals and replacement of seals along with PVR Ensuring proper closure of notifications in Mobile App. | EA |  | 122 |  | 0 | 0 | 0 | 122 |  | 0 | 0 | 0 | 0
44 | LTCT - Testing | LT CT Meter Accuracy test at site with Accucheck | LTCT Meter Testing with RSS at site load condition of consumer. This includes proper verification of Meter body, all seals and replacement of seals along with PVR Ensuring proper closure of notifications in Mobile App. | EA |  | 38 |  | 0 | 0 | 0 | 38 |  | 0 | 0 | 0 | 0
45 | HT CT Testing | Meter Accuracy test at site (HTCT) | HTCT Meter Testing with RSS at site load condition of consumer. This includes proper verification of Meter body, all seals and replacement of seals along with PVR Ensuring proper closure of notifications in Mobile App. | EA |  | 31 |  | 0 | 0 | 0 | 31 |  | 0 | 0 | 0 | 0
46 | HT CT Testing | CT PT unit Testing | Testing of 11 KV / 33 KV HT CT Metering unit/ Metering Cubicle of at various loads of consumer ensuring proper shutdown. This includes proper verification of Meter body, all seals and replacement of seals along with PVR Ensuring proper closure of notifications in Mobile App.. | EA |  | 9 |  | 0 | 0 | 0 | 9 |  | 0 | 0 | 0 | 0
47 | SP/PP/DT/LTCT/HT | Prefabricated GI Structure (Supply Item)/ kg | Prefabricated / GI structural angle/ channel/flats of different sizes, as per the site requirement | Kg |  | 550 |  | 0 | 0 | 0 | 550 |  | 0 | 0 | 0 | 0
48 | DD | Manual Meter Reading | Taking manual reading parameters from meter display, providing remarks with photographs where data can not be downloaded for reason not attributable to BA | EA |  | 6 |  | 0 | 0 | 0 | 6 |  | 0 | 0 | 0 | 0
49 | DD | Data downloading of meters | Data downloading of any meter through CMRI/ Mobile Application and submission to EIC | EA |  | 6 |  | 0 | 0 | 0 | 6 |  | 0 | 0 | 0 | 0
50 | FSE | FSE- New Connection / Pre-inspection / Attribute Change / Site Verification/ attending CR cases. | Site verification of New Connection / Pre-inspection / Attribute Change / attending CR cases and submission of SVR at respective division office Ensuring proper updatioin of notifications in Mobile App.. | EA |  | 2124 |  | 0 | 0 | 0 | 1947 |  | 0 | 0 | 0 | 0
51 | SP | Mechanical meter replacement | This includes removal of old meters, installation of new meter with box, connection of I/C and O/G cable to meter terminal , communication checking and Ensuring proper closure of notifications in Mobile App. | EA |  | 1385 |  | 0 | 0 | 0 | 346 |  | 0 | 0 | 0 | 0
52 | TS | NIC / Modem Troubleshooting with TAB/ Laptop / Anyother device | Successful TS of non communicating smart meters through replacement of NIC/SIM with accessories.Includes replacement of accessories required for establishing communication (e.g., SIM, NIC, etc). Ensuring proper closure of notifications in Mobile App & SAP by the KPO. This includs Checking and validating communication status through the designated mobile application. | EA |  | 4548 |  | 0 | 0 | 0 | 4548 |  | 0 | 0 | 0 | 0
53 | Incentive-LT | Theft referral incentive | Providing incentive of Rs 1000 for each theft reporting case in case of Single Phase Consumer. Incentive for theft reporting by BA employees for which case is booked by enforcement post reporting. These cases are to be reported in MMG App with proper proof and to be certified by EIC. | EA |  | 71 |  | 0 | 0 | 0 | 65 |  | 0 | 0 | 0 | 0
54 | Incentive-WC | Theft referral incentive | Providing incentive of Rs 5000 for each theft reporting case in case of Three Phase WC Consumer. Incentive for theft reporting by BA employees for which case is booked by enforcement post reporting. These cases are to be reported in MMG App with proper proof and to be certified by EIC. | EA |  | 3 |  | 0 | 0 | 0 | 3 |  | 0 | 0 | 0 | 0
55 | Incentive-CT | Theft referral incentive | Providing incentive of Rs 7000 for each theft reporting case in case of Three Phase LTCT/HT Consumer. Incentive for theft reporting by BA employees for which case is booked by enforcement post reporting. These cases are to be reported in MMG App with proper proof and to be certified by EIC. | EA |  | 0 |  | 0 | 0 | 0 | 0 |  | 0 | 0 | 0 | 0
56 | Incentive-App | Incentive for achieving >=99% usage of MMG app | Incentive for achieving >=99% usage of MMG app for all the type of metering activities enabled for application usage from site itself on same day. This excludes consumers not enabled in MMG app. | EA |  | 1 |  | 0 | 0 | 0 | 1 |  | 0 | 0 | 0 | 0
57 | Incentive-App | Incentive for achieving >=97% upto 99%usage usage of MMG app | Incentive for achieving >=97% upto 99%usage of MMG app for all the type of metering activities enabled for application usage from site itself on same day. This excludes consumers not enabled in MMG app. | EA |  | 1 |  | 0 | 0 | 0 | 1 |  | 0 | 0 | 0 | 0
58 | Incentive-App | Incentive for achieving >=95% upto 97% usage usage of MMG app | Incentive for achieving >=95% upto 97% usage of MMG app for all the type of metering activities enabled for application usage from site itself on same day. This excludes consumers not enabled in MMG app. | EA |  | 1 |  | 0 | 0 | 0 | 1 |  | 0 | 0 | 0 | 0
59 | Incentive-Comm | Incentive for >=99% communication. | Incentive for achieving >=99% communication for all category of consumer taken together based on MIS floated from MMG HO. | EA |  | 1 |  | 0 | 0 | 0 | 1 |  | 0 | 0 | 0 | 0
60 | Incentive-Comm | Incentive for >=99% communication. | Incentive for achieving >=97% upto 99% communication for all category based on MIS floated from MMG HO. | EA |  | 1 |  | 0 | 0 | 0 | 1 |  | 0 | 0 | 0 | 0
61 | Incentive-Comm | Incentive for >=99% communication. | Incentive for achieving >=96% upto 97% communication for all category based on MIS floated from MMG HO. | EA |  | 1 |  | 0 | 0 | 0 | 1 |  | 0 | 0 | 0 | 0
62 | Vehicle-Light | Transportation charges per KM beyond 50 KM for all metering materials for movement to site through LMV. | Rate for transportation for additional travel per Km beyond 50 KM for meter/ metering accessories where in light motor vehicle (Pickup/ TATA Magic/ Equivalent vehicle is required) from site to store. This is to be limited to 500 KM per month. Approval of HoD to be taken for addational KM. | Km |  | 6000 |  | 0 | 0 | 0 | 6000 |  | 0 | 0 | 0 | 0
63 | Vehicle-Heavy | Transportation charges per KM beyond 50 KM for all metering materials for movement to site through HMV. | Rate for transportation for additional travel per Km beyond 50 KM for meter/ metering accessories where in Heavy motor vehicle is required from site to store. This is to be limited to 300 KM per month. Approval of HoD to be taken for addational KM. | Km |  | 3600 |  | 0 | 0 | 0 | 3600 |  | 0 | 0 | 0 | 0
64 | Vehicle | Vehicle for site verification, safety and quality inspection by single phase and three phase team | One vehicle ( Preferbly Non A/C Bolero) at each MMG-Division will be provided by concerned BA along with driver on fixed term on monthly basis which for site verification, safety and quality inspection by single phase and three phase team. This will be limiting to 3000 Km per month. | EA |  | 1 |  | 0 | 0 | 0 | 1 |  | 0 | 0 | 0 | 0
65 | Vehicle-BBSR Lab | Vehicle for meter to and from movement from store to BBSR Lab and return. | Vehicle (Mini Truck/ Pickup/ TATA Magic) for material inspection at MMG lab. This includes per trip to and fro movement of material from store ( Choudwar Store) to MMG lab at Cuttack and return. | EA |  |  |  | 0 | 0 | 0 |  |  | 0 | 0 | 0 | 0
66 | Vehicle-CTC Lab | Vehicle for meter to and from movement from store to CTC Lab and return. | Vehicle (Mini Truck/ Pickup/ TATA Magic) for material inspection at MMG lab. This includes per trip to and fro movement of material from store ( Bhubaneswar Store) to MMG lab at Bhubaneswar and return. | EA |  |  |  | 0 | 0 | 0 |  |  | 0 | 0 | 0 | 0
67 | Vehicle- Light | Vehicle for material transporting from Central Store to MMG division per trip. | Vehicle (Mini Truck/ Pickup/ TATA Magic) for material transporting from Central Store to MMG division. This includes loading, unloading & transportaion from Central Store to MMG division store. This can be claimed by BA limiting twice per month. | EA |  | 24 |  | 0 | 0 | 0 | 24 |  | 0 | 0 | 0 | 0
68 | Vehicle- Heavy | Vehicle for material transporting from Central Store to MMG division per trip. | Vehicle ((Mini Truck/ Pickup/ TATA Magic) for material transporting from Central Store to MMG division. This includes loading, unloading & transportaion from Central Store to MMG division store. This can be claimed by BA limiting once per month. | EA |  | 12 |  | 0 | 0 | 0 | 12 |  | 0 | 0 | 0 | 0
69 | Safety officer | Safety officer one per Division | Diploma in Electrical Safety with two years of expriences. Safety office shall be posted at division level and report to EIC and shall be responsible for safety related to safety at respective divisions. | EA |  | 1 |  | 0 | 0 | 0 | 1 |  | 0 | 0 | 0 | 0
70 | Circle Coordinator | Circle Coordinator | Any Graduate with three years experience (conversant with excel sheet & should be able to prepare reports & do quality. 1no. Each attached to MRT HODs posted at BBSR, Cuttack, Khurda, Dhenkanal, Paradip- 5nos to carryout different MMG activity at circle level. | EA |  |  |  | 0 | 0 | 0 |  |  | 0 | 0 | 0 | 0
71 | Divisional Coordinator | Divisional Coordinator | Graduate (conversant with excel sheet & should be able to prepare reports & do quality ). 1 for each Division reporting to HoG-3 Phase/ TL to assist them with day to day activity of MMG at Division level. | EA |  | 1 |  | 0 | 0 | 0 | 1 |  | 0 | 0 | 0 | 0
72 | Lineman | Addational Lineman for three phase team | ITI (Electrical), having ELBO-HT/MV license as per working voltage and preferably 2 years of relevant experience. Additional lineman with MV license may be provided to existing team on the authorization of HoD- 3 Phase as per site requirement and to be claimed as separate line item. Ref Clause- 5.2 (b) of Tender. | EA |  | 1 |  | 0 | 0 | 0 | 1 |  | 0 | 0 | 0 | 0
73 | Helper | Addational Helper for 3 Phase team and at MMG lab | 10th pass minimum . Additional helper may be provided to existing team on the authorization of HoD- 3 Phase as per site requirement and at Lab, Bhubaneswar (3) and cuttack(2). Same to be claimed as separate line item. Ref Clause- 5.2 (c) of Tender. | EA |  | 1 |  | 0 | 0 | 0 | 1 |  | 0 | 0 | 0 | 0
74 | Technician | Lab Technician | ITI (Electrical), with two years relevant experience.To be posted at Lab, Bhubaneswar (3) and cuttack(2) | EA |  |  |  | 0 | 0 | 0 |  |  | 0 | 0 | 0 | 0
Total All inlc value | [9 empty] | 0 |  |  |  |  | 0 | 0

## ANED
Schedule of items ANED
[7 empty] | Prices for Year 1 |  |  |  | Prices for Year 2 |  |  |  |  | Grand Total
Sr. No. | Activity Type | Item Short Description | Long Service Description | UOM | SAC CODE | Qty | Unit Rate (Rs.) | Appl. Taxes & Duties | All Inclusive Unit Rate (Rs.) | Total All Inclusive Value for Year-1 (Rs.) | Quantity | Unit Rate (Rs.) | Appl. Taxes & Duties | All Inclusive Unit Rate (Rs.) | Total All Inclusive Value for Year-2 (Rs.) | Prices for Year 1 + Year 2 (Rs. )
[6 empty] | A | B | C | D = B + C | E = A x D | F | G | H | I = G + H | J = F x I | K = E + J
1 | SP | Meter Replacement - SP | Removal of old meter, Installation of 1 phase energy meter with / without meter box in existing meter box / Panel with cable gland, M-seal along with accessories. This includes connection of I/C and O/G cable to meter terminal and Ensuring proper closure of notifications in Mobile App. This includes transportation of removed materials to MMG store. Transportation cost of utility owned meters to Central store will be claimed in separate line item. | EA |  | 20253 |  | 0 | 0 | 0 | 13893 |  | 0 | 0 | 0 | 0
2 | SP | Meter Shifting - SP | Shifting of existing Meters from one place to other within same premises preferably to outside and Ensuring proper closure of notifications in Mobile App. This excludes cable replcement | EA |  | 463 |  | 0 | 0 | 0 | 463 |  | 0 | 0 | 0 | 0
3 | SP | Meter Installation- SP Solar Generation | Installation of 1 phase energy meter for Solar Generation with with cable gland, M-seal along with accessories and Ensuring proper closure of notifications in Mobile App.. This includes connection of O/G cable of consumer to the meter terminal. | EA |  | 1610 |  | 0 | 0 | 0 | 1610 |  | 0 | 0 | 0 | 0
4 | SP | Meter Installation- SP NSC with Cable | Providing NSC with Meter and cable upto 2C * 10 sq mm Cable Installation providing 'O' shaped quick link, Jublee Clips / Wall corner Clamp and piercing connectors where connection is to be given in AB cable and Ensuring proper closure of notifications in Mobile App. | Ea |  | 6000 |  | 0 | 0 | 0 | 6000 |  | 0 | 0 | 0 | 0
5 | SP | Meter Installation- SP NSC without Cable | Providing NSC meter with / without meter box in existing meter box / Panel with cable gland, M-seal along with accessories providing 'O' shapped quick link, Jublee Clips / Wall corner Clamp and piercing connectors. This includes connection of I/C and O/G cable to meter terminal and Ensuring proper closure of notifications in Mobile App.. | EA |  | 1500 |  | 0 | 0 | 0 | 1500 |  | 0 | 0 | 0 | 0
6 | SP | Meter Removal SP-PDC | Permanent disconnection of SP consumer with removal of utility/ consumer owned meter with box and Ensuring proper closure of notifications in Mobile App. This includes transportation of removed materials to MMG store. Transportation cost of utility owned meters to Central store will be claimed in separate line item. | EA |  | 6740 |  | 0 | 0 | 0 | 6740 |  | 0 | 0 | 0 | 0
7 | SP | Cable Replacement- SP upto 2CX 10 sq mm | Stringing of armoured service cable upto 2CX 10 sq mm with length upto 30 m including installation of saddle, fastener for support and connection at pole / LT network with thimble / AB piercing connectors of required size and Ensuring proper closure of notifications in Mobile App. This will include supply and installation of 'O' shapped quick link, Jublee Clips / Wall corner Clamp and piercing connectors where connection is to be given in AB cable. This cost includes removal of old cable and keeping insafe custody to either re-use or return to scrap store / retun to consumer if it pertains to consumer . | EA |  | 2660 |  | 0 | 0 | 0 | 2660 |  | 0 | 0 | 0 | 0
8 | SP | Service Cable Removal -SP -PDC upto 2CX 10 sq mm | Removal of service cable of any size used for single Phase connections for permanent disconnection from pole/ LT Network and keeping insafe custody to either re-use or return to scrap store / retun to consumer if it pertains to consumer and Ensuring proper closure of notifications in Mobile App. | EA |  | 6080 |  | 0 | 0 | 0 | 4170 |  | 0 | 0 | 0 | 0
9 | SP / PP | Installation of LT Service/ Distribution Box Installation | Installation of LT Service/ Distribution Box Installation on pole along with supply of fastners / on pole with steel strap and buckles / piercing connect where LT mains in ABC at standard height. This will include supply and installation of 'O' shapped quick link, Jublee Clips / Wall corner Clamp and piercing connectors and other accessories and Ensuring proper closure of notifications in Mobile App. | EA |  | 4800 |  | 0 | 0 | 0 | 4800 |  | 0 | 0 | 0 | 0
10 | SP / PP | Removal of LT Service/ Distribution Box Installation | Removal of any type of bus bar box / distribution box from wall / from pole along with steel strap and buckles.This will include keeping insafe custody to either re-use or return to scrap store and updation in MMG App. | EA |  | 480 |  | 0 | 0 | 0 | 480 |  | 0 | 0 | 0 | 0
11 | SP | Meter transport - SP | Transport of meter to warranty/ Scrap store after devaluation of any single phase meter with / without meter box in case of permanent DC and replacement of Utility owned meters. | EA |  | 10127 |  | 0 | 0 | 0 | 6947 |  | 0 | 0 | 0 | 0
12 | PP | Meter Replacement - PP | Installation of 3 phase WC energy meter with / without meter box in existing meter box / Panel with cable gland, M-seal along with accessories. This includes connection of I/C and O/G cable to meter terminal and removal of old meters along with updation in MMG App. This includes transportation of removed materials to MMG store. Transportation cost of utility owned meters to Central store will be claimed in separate line item. | EA |  | 832 |  | 0 | 0 | 0 | 612 |  | 0 | 0 | 0 | 0
13 | PP | Meter Shifting - PP | Shifting of existing Meters from one place to other within same premises preferably to outside and Ensuring proper closure of notifications in Mobile App.. This excludes cable replcement | EA |  | 113 |  | 0 | 0 | 0 | 113 |  | 0 | 0 | 0 | 0
14 | PP | Meter Installation- PP Solar Generation | Installation of 3 phase WC energy meter for Solar Generation with with cable gland, M-seal along with accessories and Ensuring proper closure of notifications in Mobile App. This includes connection of O/G cable of consumer to the meter terminal. | EA |  | 31 |  | 0 | 0 | 0 | 31 |  | 0 | 0 | 0 | 0
15 | PP | Meter Installation- PP NSC with Cable | Providing NSC with Meter and cable upto 4C * 25 sq mm Cable Installation andand Ensuring proper closure of notifications in Mobile App. This includes providing 'O' shapped quick link, Jublee Clips / Wall corner Clamp and piercing connectors where connection is to be given in AB cable. | EA |  | 246.4 |  | 0 | 0 | 0 | 246.4 |  | 0 | 0 | 0 | 0
16 | PP | Meter Installation- PP NSC without Cable | Providing NSC meter with / without meter box in existing meter box / Panel with cable gland, M-seal along with accessories and Ensuring proper closure of notifications in Mobile App. This includes providing 'O' shapped quick link, Jublee Clips / Wall corner Clamp and piercing connectors. This includes connection of I/C and O/G cable to meter terminal. | EA |  | 61.6 |  | 0 | 0 | 0 | 61.6 |  | 0 | 0 | 0 | 0
17 | PP | Meter transport- PP | Transport of meter to warranty/ Scrap store preparing proper devaluation of any three phase meter with / without meter box in case of permanent DC and replacement of Utility owned meters. | EA |  | 863 |  | 0 | 0 | 0 | 643 |  | 0 | 0 | 0 | 0
18 | PP | Meter Removal PP-PDC | Permanent disconnection of 3 Phase WC consumer with removal of utility/ consumer owned meter with box and Ensuring proper closure of notifications in Mobile App. This includes transportation of removed materials to MMG store. Transportation cost of utility owned meters to Central store will be claimed in separate line item. | EA |  | 31 |  | 0 | 0 | 0 | 31 |  | 0 | 0 | 0 | 0
19 | PP | Cable Replacement- PP upto 4CX 35 sq mm | Removal of old cable of any size, stringing of new armoured service cable upto 4CX 35 sq mm with length upto 30 m including installation of saddle, fastener for support and connection at pole / LT network with thimble / AB piercing connectors of required size and Ensuring proper closure of notifications in Mobile App. This will include supply and installation of 'O' shapped quick link, Jublee Clips / Wall corner Clamp and piercing connectors where connection is to be given in AB cable. This cost includes removal of old cable and keeping insafe custody to either re-use or return to scrap store / retun to consumer if it pertains to consumerand updation in MMG App. | EA |  | 144 |  | 0 | 0 | 0 | 144 |  | 0 | 0 | 0 | 0
20 | PP | Service Cable Removal of upto 4CX35 sqmm cable | Removal of service cable upto 4C X 35 sq mm size for DC/PDC consumer used for Poly Phase Whole Current connections from pole/ LT Network and Ensuring proper closure of notifications in Mobile App. This includes returing it back to scrap store if not utilised again . | EA |  | 31 |  | 0 | 0 | 0 | 31 |  | 0 | 0 | 0 | 0
21 | DT | Smart DT Meter installation along with Meter Box and connection for CT / PT (For energy auditing of DTs) | Installation of Smart DT meters along with ring type CTs of various ratings, Meter Box, and associated accessories on LT side of transformers and Ensuring proper closure of notifications in Mobile App. This activity excludes handling work at tranformer LT side. | EA |  | 310 |  | 0 | 0 | 0 | 310 |  | 0 | 0 | 0 | 0
22 | DT | Smart DT Meter removal along with Meter Box and connection for CT / PT (For energy auditing of DTs) | Removal of Smart DT meters along with ring type CTs of various ratings, Meter Box, and associated accessories on LT side of transformers and return to Store Ensuring proper closure of notifications in Mobile App.. | EA |  | 31 |  | 0 | 0 | 0 | 31 |  | 0 | 0 | 0 | 0
23 | DT | Smart DT Meter installation without Meter Box and connection for CT / PT (For energy auditing of DTs) | Installation of Smart DT meters of all ratings,inside existing panel with accessories and Ensuring proper closure of notifications in Mobile App.. | EA |  | 62 |  | 0 | 0 | 0 | 62 |  | 0 | 0 | 0 | 0
24 | LT CT /DT | LTCT Meter with box Installation - All rating. | Installation of new LTCT meters with complete grouting, commissioning, supply of 8 Nos lugs and its crimping, energisation, communication of Meter and its allied accessories and seal installation with LTCT Meter box of all rating and Ensuring proper closure of notifications in Mobile App. | EA |  | 65 |  | 0 | 0 | 0 | 65 |  | 0 | 0 | 0 | 0
25 | LT CT /DT | LTCT Meter with box Removal - All Rating | Removal of any LTCT meters from site with de-energisation, Meter, modem and its allied accessories with meter box and Ensuring proper closure of notifications in Mobile App. | EA |  | 35 |  | 0 | 0 | 0 | 35 |  | 0 | 0 | 0 | 0
26 | LT CT/ DT | Meter Replacement - LTCT Meter Only | Removal of old meter and Replacement with new LTCT meter/ LTCT Smart meter of any rating without change in box ensuring proper closure of notification in MMG App. | EA |  | 18 |  | 0 | 0 | 0 | 18 |  | 0 | 0 | 0 | 0
27 | LTCT/DT | Installation of 4C*50/4C*95 sq mm armoured service cable, O/H or U/G (Length up to 30M) | Stringing, sagging of armoured service cable size 4CX 50 sq mm with length upto 30m including installation of saddle, fastener for support and connection at pole / LT network with thimble. (Saddles and Fastners are to be supplied by BA) and Ensuring proper closure of notifications in Mobile App. | EA |  | 14 |  | 0 | 0 | 0 | 14 |  | 0 | 0 | 0 | 0
28 | LTCT/DT | Installation of 4C*150 / 4C X 300 sq mm armoured service cable, O/H or U/G (Length up to 30M) | Stringing, sagging of armoured service cable size 4CX 95 sq mm / 4C X 150 sq mm with length upto 30m including installation of saddle, fastener for support and connection at pole / LT network with thimble. (Saddles and Fastners are to be supplied by BA) and Ensuring proper closure of notifications in Mobile App. | EA |  | 7 |  | 0 | 0 | 0 | 7 |  | 0 | 0 | 0 | 0
29 | LTCT/DT | Removal and dismentaling of 4C*50/4C*95 sq mm armoured power cable, O/H or U/G (Length up to 30M) | Removal and dismentaling of power cable of 4C*50/4C*95 sq mm armoured power cable, O/H or U/G (Length up to 30M) and keeping insafe custody to either re-use or return to scrap store / retun to consumer if it pertains to consumerand Ensuring proper closure of notifications in Mobile App. | EA |  | 7 |  | 0 | 0 | 0 | 7 |  | 0 | 0 | 0 | 0
30 | LTCT/DT | Removal and dismentaling of 4C*150 / 4C X 300 sq mm armoured power cable, O/H or U/G (Length up to 30M) | Removal and dismentaling of power cable of 4C*150 / 4C X 300 sq mm armoured power cable, O/H or U/G (Length up to 30M) and keeping insafe custody to either re-use or return to scrap store / retun to consumer if it pertains to consumer and Ensuring proper closure of notifications in Mobile App. | EA |  | 4 |  | 0 | 0 | 0 | 4 |  | 0 | 0 | 0 | 0
31 | LTCT/DT | Minor Fault rectification in CT Meter pertaining to termination/LT Cable. | Fault rectification includes termination (thimble / socket crimping, gland change, cable lead extention crimping and tightening) includes cable dressing/Minor reworking in CT Meter termination and Ensuring proper closure of notifications in Mobile App. | EA |  | 20 |  | 0 | 0 | 0 | 20 |  | 0 | 0 | 0 | 0
32 | HT | Meter Replacement - HT Meter Only | Removal of old meter and replacement of any HT Smart energy meter along with modem and its termination from Metering cubicle / CTPT unit ensuring proper closure of notifications in Mobile App. | EA |  | 11 |  | 0 | 0 | 0 | 11 |  | 0 | 0 | 0 | 0
33 | HT | Meter Installation - HT Meter Only | Installation of HT Smart energy meter along its termination in Metering cubicle / CTPT unit and Ensuring proper closure of notifications in Mobile App. | EA |  | 10 |  | 0 | 0 | 0 | 10 |  | 0 | 0 | 0 | 0
34 | HT | Meter Removal HT Meter Only | Removal of Utility owned removed HT energy meter from site and return of old removed utility owned meters to MMG store Ensuring proper closure of notifications in Mobile App. | EA |  | 6 |  | 0 | 0 | 0 | 6 |  | 0 | 0 | 0 | 0
35 | HT | CTPT Installation - 11KV | Installation, comissioning and energisation in all respect of 11 KV outdoor Metering CTPT unit including control cable laying at desired height with help of crane. This includes transportation from Store to Site upto 50Km and Ensuring proper closure of notifications in Mobile App. | EA |  | 3 |  | 0 | 0 | 0 | 3 |  | 0 | 0 | 0 | 0
36 | HT | CTPT Installation - 33KV | Installation, comissioning and energisation in all respect of 33 KV outdoor Metering CTPT unit including control cable laying at desired height with help of crane. This includes transportation from Store to Site upto 50Km and Ensuring proper closure of notifications in Mobile App. | EA |  | 2 |  | 0 | 0 | 0 | 2 |  | 0 | 0 | 0 | 0
37 | HT | CTPT Removal- 11KV / 33KV | De-energisation and complete Dismantling in all respect of HT metering out door CTPT unit with or without meter along with all accessories. This includes transportation of Removed Metering material is to be returned back to Warranty/Scrap store and Ensuring proper closure of notifications in Mobile App. | EA |  | 5 |  | 0 | 0 | 0 | 5 |  | 0 | 0 | 0 | 0
38 | HT | Replacement / Shifitng of control cable/ Control Cable Pipe for HTCT meters. | Replacement of control cable pipe , control cable and allied accessories including all connections with meter and Metering unit. This includes to & fro transportation, commissioning and energisation in all respect. This includes transportation from Store to Site upto 50Km and Ensuring proper closure of notifications in Mobile App. | EA |  | 5 |  | 0 | 0 | 0 | 5 |  | 0 | 0 | 0 | 0
39 | HT | Comissioning of 11 or 33 KV Metering Cubicle (Excluding Civil work) | Comissioning and energising of 11 or 33 KV Outdoor/ indoor metering cublicle along with all accessories in all respect. This includes transportation from store to site upto 50KM and Ensuring proper closure of notifications in Mobile App. | EA |  | 6 |  | 0 | 0 | 0 | 6 |  | 0 | 0 | 0 | 0
40 | HT | Removal of 11 or 33 KV Metering Cubicle | de-energisation and complete Dismantling in all respect of 11 or 33 KV Outdoor/ indoor burnt/ defective metering cublicle . This includes transportation from site to store upto 50KM and Ensuring proper closure of notifications in Mobile App. | EA |  | 1 |  | 0 | 0 | 0 | 1 |  | 0 | 0 | 0 | 0
41 | Protocol Punching | Punching of Protocols in SAP for activities not mapped in MMG App. | Complete updation and closure of notification in SAP. This includes only activities are not mapped in MMG App. | EA |  | 3038 |  | 0 | 0 | 0 | 2084 |  | 0 | 0 | 0 | 0
42 | SP-Testing | Single Phase Meter Accuracy test at site with Accucheck | Single Phase Testing with RSS at site load condition of consumer. This includes proper verification of Meter body, all seals and replacement of seals along with PVR and updation in MMG App. | EA |  | 1200 |  | 0 | 0 | 0 | 1200 |  | 0 | 0 | 0 | 0
43 | PP - Testing | Three Phase Whole CurrentMeter Accuracy test at site with Accucheck | Three Phase WC meter Testing with RSS at site load condition of consumer. This includes proper verification of Meter body, all seals and replacement of seals along with PVR Ensuring proper closure of notifications in Mobile App. | EA |  | 282 |  | 0 | 0 | 0 | 282 |  | 0 | 0 | 0 | 0
44 | LTCT - Testing | LT CT Meter Accuracy test at site with Accucheck | LTCT Meter Testing with RSS at site load condition of consumer. This includes proper verification of Meter body, all seals and replacement of seals along with PVR Ensuring proper closure of notifications in Mobile App. | EA |  | 132 |  | 0 | 0 | 0 | 132 |  | 0 | 0 | 0 | 0
45 | HT CT Testing | Meter Accuracy test at site (HTCT) | HTCT Meter Testing with RSS at site load condition of consumer. This includes proper verification of Meter body, all seals and replacement of seals along with PVR Ensuring proper closure of notifications in Mobile App. | EA |  | 113 |  | 0 | 0 | 0 | 113 |  | 0 | 0 | 0 | 0
46 | HT CT Testing | CT PT unit Testing | Testing of 11 KV / 33 KV HT CT Metering unit/ Metering Cubicle of at various loads of consumer ensuring proper shutdown. This includes proper verification of Meter body, all seals and replacement of seals along with PVR Ensuring proper closure of notifications in Mobile App.. | EA |  | 34 |  | 0 | 0 | 0 | 34 |  | 0 | 0 | 0 | 0
47 | SP/PP/DT/LTCT/HT | Prefabricated GI Structure (Supply Item)/ kg | Prefabricated / GI structural angle/ channel/flats of different sizes, as per the site requirement | Kg |  | 830 |  | 0 | 0 | 0 | 830 |  | 0 | 0 | 0 | 0
48 | DD | Manual Meter Reading | Taking manual reading parameters from meter display, providing remarks with photographs where data can not be downloaded for reason not attributable to BA | EA |  | 11 |  | 0 | 0 | 0 | 11 |  | 0 | 0 | 0 | 0
49 | DD | Data downloading of meters | Data downloading of any meter through CMRI/ Mobile Application and submission to EIC | EA |  | 11 |  | 0 | 0 | 0 | 11 |  | 0 | 0 | 0 | 0
50 | FSE | FSE- New Connection / Pre-inspection / Attribute Change / Site Verification/ attending CR cases. | Site verification of New Connection / Pre-inspection / Attribute Change / attending CR cases and submission of SVR at respective division office Ensuring proper updatioin of notifications in Mobile App.. | EA |  | 3038 |  | 0 | 0 | 0 | 2084 |  | 0 | 0 | 0 | 0
51 | SP | Mechanical meter replacement | This includes removal of old meters, installation of new meter with box, connection of I/C and O/G cable to meter terminal , communication checking and Ensuring proper closure of notifications in Mobile App. | EA |  | 219 |  | 0 | 0 | 0 | 55 |  | 0 | 0 | 0 | 0
52 | TS | NIC / Modem Troubleshooting with TAB/ Laptop / Anyother device | Successful TS of non communicating smart meters through replacement of NIC/SIM with accessories.Includes replacement of accessories required for establishing communication (e.g., SIM, NIC, etc). Ensuring proper closure of notifications in Mobile App & SAP by the KPO. This includs Checking and validating communication status through the designated mobile application. | EA |  | 26028 |  | 0 | 0 | 0 | 26028 |  | 0 | 0 | 0 | 0
53 | Incentive-LT | Theft referral incentive | Providing incentive of Rs 1000 for each theft reporting case in case of Single Phase Consumer. Incentive for theft reporting by BA employees for which case is booked by enforcement post reporting. These cases are to be reported in MMG App with proper proof and to be certified by EIC. | EA |  | 101 |  | 0 | 0 | 0 | 69 |  | 0 | 0 | 0 | 0
54 | Incentive-WC | Theft referral incentive | Providing incentive of Rs 5000 for each theft reporting case in case of Three Phase WC Consumer. Incentive for theft reporting by BA employees for which case is booked by enforcement post reporting. These cases are to be reported in MMG App with proper proof and to be certified by EIC. | EA |  | 8 |  | 0 | 0 | 0 | 6 |  | 0 | 0 | 0 | 0
55 | Incentive-CT | Theft referral incentive | Providing incentive of Rs 7000 for each theft reporting case in case of Three Phase LTCT/HT Consumer. Incentive for theft reporting by BA employees for which case is booked by enforcement post reporting. These cases are to be reported in MMG App with proper proof and to be certified by EIC. | EA |  | 1 |  | 0 | 0 | 0 | 1 |  | 0 | 0 | 0 | 0
56 | Incentive-App | Incentive for achieving >=99% usage of MMG app | Incentive for achieving >=99% usage of MMG app for all the type of metering activities enabled for application usage from site itself on same day. This excludes consumers not enabled in MMG app. | EA |  | 1 |  | 0 | 0 | 0 | 1 |  | 0 | 0 | 0 | 0
57 | Incentive-App | Incentive for achieving >=97% upto 99%usage usage of MMG app | Incentive for achieving >=97% upto 99%usage of MMG app for all the type of metering activities enabled for application usage from site itself on same day. This excludes consumers not enabled in MMG app. | EA |  | 1 |  | 0 | 0 | 0 | 1 |  | 0 | 0 | 0 | 0
58 | Incentive-App | Incentive for achieving >=95% upto 97% usage usage of MMG app | Incentive for achieving >=95% upto 97% usage of MMG app for all the type of metering activities enabled for application usage from site itself on same day. This excludes consumers not enabled in MMG app. | EA |  | 1 |  | 0 | 0 | 0 | 1 |  | 0 | 0 | 0 | 0
59 | Incentive-Comm | Incentive for >=99% communication. | Incentive for achieving >=99% communication for all category of consumer taken together based on MIS floated from MMG HO. | EA |  | 1 |  | 0 | 0 | 0 | 1 |  | 0 | 0 | 0 | 0
60 | Incentive-Comm | Incentive for >=99% communication. | Incentive for achieving >=97% upto 99% communication for all category based on MIS floated from MMG HO. | EA |  | 1 |  | 0 | 0 | 0 | 1 |  | 0 | 0 | 0 | 0
61 | Incentive-Comm | Incentive for >=99% communication. | Incentive for achieving >=96% upto 97% communication for all category based on MIS floated from MMG HO. | EA |  | 1 |  | 0 | 0 | 0 | 1 |  | 0 | 0 | 0 | 0
62 | Vehicle-Light | Transportation charges per KM beyond 50 KM for all metering materials for movement to site through LMV. | Rate for transportation for additional travel per Km beyond 50 KM for meter/ metering accessories where in light motor vehicle (Pickup/ TATA Magic/ Equivalent vehicle is required) from site to store. This is to be limited to 500 KM per month. Approval of HoD to be taken for addational KM. | Km |  | 6000 |  | 0 | 0 | 0 | 6000 |  | 0 | 0 | 0 | 0
63 | Vehicle-Heavy | Transportation charges per KM beyond 50 KM for all metering materials for movement to site through HMV. | Rate for transportation for additional travel per Km beyond 50 KM for meter/ metering accessories where in Heavy motor vehicle is required from site to store. This is to be limited to 300 KM per month. Approval of HoD to be taken for addational KM. | Km |  | 3600 |  | 0 | 0 | 0 | 3600 |  | 0 | 0 | 0 | 0
64 | Vehicle | Vehicle for site verification, safety and quality inspection by single phase and three phase team | One vehicle ( Preferbly Non A/C Bolero) at each MMG-Division will be provided by concerned BA along with driver on fixed term on monthly basis which for site verification, safety and quality inspection by single phase and three phase team. This will be limiting to 3000 Km per month. | EA |  | 1 |  | 0 | 0 | 0 | 1 |  | 0 | 0 | 0 | 0
65 | Vehicle-BBSR Lab | Vehicle for meter to and from movement from store to BBSR Lab and return. | Vehicle (Mini Truck/ Pickup/ TATA Magic) for material inspection at MMG lab. This includes per trip to and fro movement of material from store ( Choudwar Store) to MMG lab at Cuttack and return. | EA |  |  |  | 0 | 0 | 0 |  |  | 0 | 0 | 0 | 0
66 | Vehicle-CTC Lab | Vehicle for meter to and from movement from store to CTC Lab and return. | Vehicle (Mini Truck/ Pickup/ TATA Magic) for material inspection at MMG lab. This includes per trip to and fro movement of material from store ( Bhubaneswar Store) to MMG lab at Bhubaneswar and return. | EA |  |  |  | 0 | 0 | 0 |  |  | 0 | 0 | 0 | 0
67 | Vehicle- Light | Vehicle for material transporting from Central Store to MMG division per trip. | Vehicle (Mini Truck/ Pickup/ TATA Magic) for material transporting from Central Store to MMG division. This includes loading, unloading & transportaion from Central Store to MMG division store. This can be claimed by BA limiting twice per month. | EA |  | 24 |  | 0 | 0 | 0 | 24 |  | 0 | 0 | 0 | 0
68 | Vehicle- Heavy | Vehicle for material transporting from Central Store to MMG division per trip. | Vehicle ((Mini Truck/ Pickup/ TATA Magic) for material transporting from Central Store to MMG division. This includes loading, unloading & transportaion from Central Store to MMG division store. This can be claimed by BA limiting once per month. | EA |  | 12 |  | 0 | 0 | 0 | 12 |  | 0 | 0 | 0 | 0
69 | Safety officer | Safety officer one per Division | Diploma in Electrical Safety with two years of expriences. Safety office shall be posted at division level and report to EIC and shall be responsible for safety related to safety at respective divisions. | EA |  | 1 |  | 0 | 0 | 0 | 1 |  | 0 | 0 | 0 | 0
70 | Circle Coordinator | Circle Coordinator | Any Graduate with three years experience (conversant with excel sheet & should be able to prepare reports & do quality. 1no. Each attached to MRT HODs posted at BBSR, Cuttack, Khurda, Dhenkanal, Paradip- 5nos to carryout different MMG activity at circle level. | EA |  | 1 |  | 0 | 0 | 0 | 1 |  | 0 | 0 | 0 | 0
71 | Divisional Coordinator | Divisional Coordinator | Graduate (conversant with excel sheet & should be able to prepare reports & do quality ). 1 for each Division reporting to HoG-3 Phase/ TL to assist them with day to day activity of MMG at Division level. | EA |  | 1 |  | 0 | 0 | 0 | 1 |  | 0 | 0 | 0 | 0
72 | Lineman | Addational Lineman for three phase team | ITI (Electrical), having ELBO-HT/MV license as per working voltage and preferably 2 years of relevant experience. Additional lineman with MV license may be provided to existing team on the authorization of HoD- 3 Phase as per site requirement and to be claimed as separate line item. Ref Clause- 5.2 (b) of Tender. | EA |  | 1 |  | 0 | 0 | 0 | 1 |  | 0 | 0 | 0 | 0
73 | Helper | Addational Helper for 3 Phase team and at MMG lab | 10th pass minimum . Additional helper may be provided to existing team on the authorization of HoD- 3 Phase as per site requirement and at Lab, Bhubaneswar (3) and cuttack(2). Same to be claimed as separate line item. Ref Clause- 5.2 (c) of Tender. | EA |  | 1 |  | 0 | 0 | 0 | 1 |  | 0 | 0 | 0 | 0
74 | Technician | Lab Technician | ITI (Electrical), with two years relevant experience.To be posted at Lab, Bhubaneswar (3) and cuttack(2) | EA |  |  |  | 0 | 0 | 0 |  |  | 0 | 0 | 0 | 0
Total All inlc value | [9 empty] | 0 |  |  |  |  | 0 | 0

## DED
Schedule of items DED
[7 empty] | Prices for Year 1 |  |  |  | Prices for Year 2 |  |  |  |  | Grand Total
Sr. No. | Activity Type | Item Short Description | Long Service Description | UOM | SAC CODE | Qty | Unit Rate (Rs.) | Appl. Taxes & Duties | All Inclusive Unit Rate (Rs.) | Total All Inclusive Value for Year-1 (Rs.) | Quantity | Unit Rate (Rs.) | Appl. Taxes & Duties | All Inclusive Unit Rate (Rs.) | Total All Inclusive Value for Year-2 (Rs.) | Prices for Year 1 + Year 2 (Rs. )
[6 empty] | A | B | C | D = B + C | E = A x D | F | G | H | I = G + H | J = F x I | K = E + J
1 | SP | Meter Replacement - SP | Removal of old meter, Installation of 1 phase energy meter with / without meter box in existing meter box / Panel with cable gland, M-seal along with accessories. This includes connection of I/C and O/G cable to meter terminal and Ensuring proper closure of notifications in Mobile App. This includes transportation of removed materials to MMG store. Transportation cost of utility owned meters to Central store will be claimed in separate line item. | EA |  | 6946 |  | 0 | 0 | 0 | 49573 |  | 0 | 0 | 0 | 0
2 | SP | Meter Shifting - SP | Shifting of existing Meters from one place to other within same premises preferably to outside and Ensuring proper closure of notifications in Mobile App. This excludes cable replcement | EA |  | 350 |  | 0 | 0 | 0 | 462 |  | 0 | 0 | 0 | 0
3 | SP | Meter Installation- SP Solar Generation | Installation of 1 phase energy meter for Solar Generation with with cable gland, M-seal along with accessories and Ensuring proper closure of notifications in Mobile App.. This includes connection of O/G cable of consumer to the meter terminal. | EA |  | 460 |  | 0 | 0 | 0 | 5180 |  | 0 | 0 | 0 | 0
4 | SP | Meter Installation- SP NSC with Cable | Providing NSC with Meter and cable upto 2C * 10 sq mm Cable Installation providing 'O' shaped quick link, Jublee Clips / Wall corner Clamp and piercing connectors where connection is to be given in AB cable and Ensuring proper closure of notifications in Mobile App. | Ea |  | 1544 |  | 0 | 0 | 0 | 9992 |  | 0 | 0 | 0 | 0
5 | SP | Meter Installation- SP NSC without Cable | Providing NSC meter with / without meter box in existing meter box / Panel with cable gland, M-seal along with accessories providing 'O' shapped quick link, Jublee Clips / Wall corner Clamp and piercing connectors. This includes connection of I/C and O/G cable to meter terminal and Ensuring proper closure of notifications in Mobile App.. | EA |  | 386 |  | 0 | 0 | 0 | 2498 |  | 0 | 0 | 0 | 0
6 | SP | Meter Removal SP-PDC | Permanent disconnection of SP consumer with removal of utility/ consumer owned meter with box and Ensuring proper closure of notifications in Mobile App. This includes transportation of removed materials to MMG store. Transportation cost of utility owned meters to Central store will be claimed in separate line item. | EA |  | 1020 |  | 0 | 0 | 0 | 7840 |  | 0 | 0 | 0 | 0
7 | SP | Cable Replacement- SP upto 2CX 10 sq mm | Stringing of armoured service cable upto 2CX 10 sq mm with length upto 30 m including installation of saddle, fastener for support and connection at pole / LT network with thimble / AB piercing connectors of required size and Ensuring proper closure of notifications in Mobile App. This will include supply and installation of 'O' shapped quick link, Jublee Clips / Wall corner Clamp and piercing connectors where connection is to be given in AB cable. This cost includes removal of old cable and keeping insafe custody to either re-use or return to scrap store / retun to consumer if it pertains to consumer . | EA |  | 700 |  | 0 | 0 | 0 | 660 |  | 0 | 0 | 0 | 0
8 | SP | Service Cable Removal -SP -PDC upto 2CX 10 sq mm | Removal of service cable of any size used for single Phase connections for permanent disconnection from pole/ LT Network and keeping insafe custody to either re-use or return to scrap store / retun to consumer if it pertains to consumer and Ensuring proper closure of notifications in Mobile App. | EA |  | 2080 |  | 0 | 0 | 0 | 14870 |  | 0 | 0 | 0 | 0
9 | SP / PP | Installation of LT Service/ Distribution Box Installation | Installation of LT Service/ Distribution Box Installation on pole along with supply of fastners / on pole with steel strap and buckles / piercing connect where LT mains in ABC at standard height. This will include supply and installation of 'O' shapped quick link, Jublee Clips / Wall corner Clamp and piercing connectors and other accessories and Ensuring proper closure of notifications in Mobile App. | EA |  | 1240 |  | 0 | 0 | 0 | 7990 |  | 0 | 0 | 0 | 0
10 | SP / PP | Removal of LT Service/ Distribution Box Installation | Removal of any type of bus bar box / distribution box from wall / from pole along with steel strap and buckles.This will include keeping insafe custody to either re-use or return to scrap store and updation in MMG App. | EA |  | 120 |  | 0 | 0 | 0 | 800 |  | 0 | 0 | 0 | 0
11 | SP | Meter transport - SP | Transport of meter to warranty/ Scrap store after devaluation of any single phase meter with / without meter box in case of permanent DC and replacement of Utility owned meters. | EA |  | 3473 |  | 0 | 0 | 0 | 24787 |  | 0 | 0 | 0 | 0
12 | PP | Meter Replacement - PP | Installation of 3 phase WC energy meter with / without meter box in existing meter box / Panel with cable gland, M-seal along with accessories. This includes connection of I/C and O/G cable to meter terminal and removal of old meters along with updation in MMG App. This includes transportation of removed materials to MMG store. Transportation cost of utility owned meters to Central store will be claimed in separate line item. | EA |  | 2110 |  | 0 | 0 | 0 | 666 |  | 0 | 0 | 0 | 0
13 | PP | Meter Shifting - PP | Shifting of existing Meters from one place to other within same premises preferably to outside and Ensuring proper closure of notifications in Mobile App.. This excludes cable replcement | EA |  | 323 |  | 0 | 0 | 0 | 80 |  | 0 | 0 | 0 | 0
14 | PP | Meter Installation- PP Solar Generation | Installation of 3 phase WC energy meter for Solar Generation with with cable gland, M-seal along with accessories and Ensuring proper closure of notifications in Mobile App. This includes connection of O/G cable of consumer to the meter terminal. | EA |  | 70 |  | 0 | 0 | 0 | 26 |  | 0 | 0 | 0 | 0
15 | PP | Meter Installation- PP NSC with Cable | Providing NSC with Meter and cable upto 4C * 25 sq mm Cable Installation andand Ensuring proper closure of notifications in Mobile App. This includes providing 'O' shapped quick link, Jublee Clips / Wall corner Clamp and piercing connectors where connection is to be given in AB cable. | EA |  | 556 |  | 0 | 0 | 0 | 205.6 |  | 0 | 0 | 0 | 0
16 | PP | Meter Installation- PP NSC without Cable | Providing NSC meter with / without meter box in existing meter box / Panel with cable gland, M-seal along with accessories and Ensuring proper closure of notifications in Mobile App. This includes providing 'O' shapped quick link, Jublee Clips / Wall corner Clamp and piercing connectors. This includes connection of I/C and O/G cable to meter terminal. | EA |  | 139 |  | 0 | 0 | 0 | 51.4 |  | 0 | 0 | 0 | 0
17 | PP | Meter transport- PP | Transport of meter to warranty/ Scrap store preparing proper devaluation of any three phase meter with / without meter box in case of permanent DC and replacement of Utility owned meters. | EA |  | 2180 |  | 0 | 0 | 0 | 692 |  | 0 | 0 | 0 | 0
18 | PP | Meter Removal PP-PDC | Permanent disconnection of 3 Phase WC consumer with removal of utility/ consumer owned meter with box and Ensuring proper closure of notifications in Mobile App. This includes transportation of removed materials to MMG store. Transportation cost of utility owned meters to Central store will be claimed in separate line item. | EA |  | 70 |  | 0 | 0 | 0 | 26 |  | 0 | 0 | 0 | 0
19 | PP | Cable Replacement- PP upto 4CX 35 sq mm | Removal of old cable of any size, stringing of new armoured service cable upto 4CX 35 sq mm with length upto 30 m including installation of saddle, fastener for support and connection at pole / LT network with thimble / AB piercing connectors of required size and Ensuring proper closure of notifications in Mobile App. This will include supply and installation of 'O' shapped quick link, Jublee Clips / Wall corner Clamp and piercing connectors where connection is to be given in AB cable. This cost includes removal of old cable and keeping insafe custody to either re-use or return to scrap store / retun to consumer if it pertains to consumerand updation in MMG App. | EA |  | 393 |  | 0 | 0 | 0 | 106 |  | 0 | 0 | 0 | 0
20 | PP | Service Cable Removal of upto 4CX35 sqmm cable | Removal of service cable upto 4C X 35 sq mm size for DC/PDC consumer used for Poly Phase Whole Current connections from pole/ LT Network and Ensuring proper closure of notifications in Mobile App. This includes returing it back to scrap store if not utilised again . | EA |  | 70 |  | 0 | 0 | 0 | 26 |  | 0 | 0 | 0 | 0
21 | DT | Smart DT Meter installation along with Meter Box and connection for CT / PT (For energy auditing of DTs) | Installation of Smart DT meters along with ring type CTs of various ratings, Meter Box, and associated accessories on LT side of transformers and Ensuring proper closure of notifications in Mobile App. This activity excludes handling work at tranformer LT side. | EA |  | 20 |  | 0 | 0 | 0 | 400 |  | 0 | 0 | 0 | 0
22 | DT | Smart DT Meter removal along with Meter Box and connection for CT / PT (For energy auditing of DTs) | Removal of Smart DT meters along with ring type CTs of various ratings, Meter Box, and associated accessories on LT side of transformers and return to Store Ensuring proper closure of notifications in Mobile App.. | EA |  | 2 |  | 0 | 0 | 0 | 40 |  | 0 | 0 | 0 | 0
23 | DT | Smart DT Meter installation without Meter Box and connection for CT / PT (For energy auditing of DTs) | Installation of Smart DT meters of all ratings,inside existing panel with accessories and Ensuring proper closure of notifications in Mobile App.. | EA |  | 4 |  | 0 | 0 | 0 | 80 |  | 0 | 0 | 0 | 0
24 | LT CT /DT | LTCT Meter with box Installation - All rating. | Installation of new LTCT meters with complete grouting, commissioning, supply of 8 Nos lugs and its crimping, energisation, communication of Meter and its allied accessories and seal installation with LTCT Meter box of all rating and Ensuring proper closure of notifications in Mobile App. | EA |  | 137 |  | 0 | 0 | 0 | 88 |  | 0 | 0 | 0 | 0
25 | LT CT /DT | LTCT Meter with box Removal - All Rating | Removal of any LTCT meters from site with de-energisation, Meter, modem and its allied accessories with meter box and Ensuring proper closure of notifications in Mobile App. | EA |  | 67 |  | 0 | 0 | 0 | 38 |  | 0 | 0 | 0 | 0
26 | LT CT/ DT | Meter Replacement - LTCT Meter Only | Removal of old meter and Replacement with new LTCT meter/ LTCT Smart meter of any rating without change in box ensuring proper closure of notification in MMG App. | EA |  | 34 |  | 0 | 0 | 0 | 19 |  | 0 | 0 | 0 | 0
27 | LTCT/DT | Installation of 4C*50/4C*95 sq mm armoured service cable, O/H or U/G (Length up to 30M) | Stringing, sagging of armoured service cable size 4CX 50 sq mm with length upto 30m including installation of saddle, fastener for support and connection at pole / LT network with thimble. (Saddles and Fastners are to be supplied by BA) and Ensuring proper closure of notifications in Mobile App. | EA |  | 26.8 |  | 0 | 0 | 0 | 15.2 |  | 0 | 0 | 0 | 0
28 | LTCT/DT | Installation of 4C*150 / 4C X 300 sq mm armoured service cable, O/H or U/G (Length up to 30M) | Stringing, sagging of armoured service cable size 4CX 95 sq mm / 4C X 150 sq mm with length upto 30m including installation of saddle, fastener for support and connection at pole / LT network with thimble. (Saddles and Fastners are to be supplied by BA) and Ensuring proper closure of notifications in Mobile App. | EA |  | 13.4 |  | 0 | 0 | 0 | 7.6 |  | 0 | 0 | 0 | 0
29 | LTCT/DT | Removal and dismentaling of 4C*50/4C*95 sq mm armoured power cable, O/H or U/G (Length up to 30M) | Removal and dismentaling of power cable of 4C*50/4C*95 sq mm armoured power cable, O/H or U/G (Length up to 30M) and keeping insafe custody to either re-use or return to scrap store / retun to consumer if it pertains to consumerand Ensuring proper closure of notifications in Mobile App. | EA |  | 13.4 |  | 0 | 0 | 0 | 7.6 |  | 0 | 0 | 0 | 0
30 | LTCT/DT | Removal and dismentaling of 4C*150 / 4C X 300 sq mm armoured power cable, O/H or U/G (Length up to 30M) | Removal and dismentaling of power cable of 4C*150 / 4C X 300 sq mm armoured power cable, O/H or U/G (Length up to 30M) and keeping insafe custody to either re-use or return to scrap store / retun to consumer if it pertains to consumer and Ensuring proper closure of notifications in Mobile App. | EA |  | 7 |  | 0 | 0 | 0 | 4 |  | 0 | 0 | 0 | 0
31 | LTCT/DT | Minor Fault rectification in CT Meter pertaining to termination/LT Cable. | Fault rectification includes termination (thimble / socket crimping, gland change, cable lead extention crimping and tightening) includes cable dressing/Minor reworking in CT Meter termination and Ensuring proper closure of notifications in Mobile App. | EA |  | 41 |  | 0 | 0 | 0 | 26 |  | 0 | 0 | 0 | 0
32 | HT | Meter Replacement - HT Meter Only | Removal of old meter and replacement of any HT Smart energy meter along with modem and its termination from Metering cubicle / CTPT unit ensuring proper closure of notifications in Mobile App. | EA |  | 35 |  | 0 | 0 | 0 | 25 |  | 0 | 0 | 0 | 0
33 | HT | Meter Installation - HT Meter Only | Installation of HT Smart energy meter along its termination in Metering cubicle / CTPT unit and Ensuring proper closure of notifications in Mobile App. | EA |  | 40 |  | 0 | 0 | 0 | 40 |  | 0 | 0 | 0 | 0
34 | HT | Meter Removal HT Meter Only | Removal of Utility owned removed HT energy meter from site and return of old removed utility owned meters to MMG store Ensuring proper closure of notifications in Mobile App. | EA |  | 17 |  | 0 | 0 | 0 | 13 |  | 0 | 0 | 0 | 0
35 | HT | CTPT Installation - 11KV | Installation, comissioning and energisation in all respect of 11 KV outdoor Metering CTPT unit including control cable laying at desired height with help of crane. This includes transportation from Store to Site upto 50Km and Ensuring proper closure of notifications in Mobile App. | EA |  | 10 |  | 0 | 0 | 0 | 8 |  | 0 | 0 | 0 | 0
36 | HT | CTPT Installation - 33KV | Installation, comissioning and energisation in all respect of 33 KV outdoor Metering CTPT unit including control cable laying at desired height with help of crane. This includes transportation from Store to Site upto 50Km and Ensuring proper closure of notifications in Mobile App. | EA |  | 7 |  | 0 | 0 | 0 | 5 |  | 0 | 0 | 0 | 0
37 | HT | CTPT Removal- 11KV / 33KV | De-energisation and complete Dismantling in all respect of HT metering out door CTPT unit with or without meter along with all accessories. This includes transportation of Removed Metering material is to be returned back to Warranty/Scrap store and Ensuring proper closure of notifications in Mobile App. | EA |  | 17 |  | 0 | 0 | 0 | 13 |  | 0 | 0 | 0 | 0
38 | HT | Replacement / Shifitng of control cable/ Control Cable Pipe for HTCT meters. | Replacement of control cable pipe , control cable and allied accessories including all connections with meter and Metering unit. This includes to & fro transportation, commissioning and energisation in all respect. This includes transportation from Store to Site upto 50Km and Ensuring proper closure of notifications in Mobile App. | EA |  | 17 |  | 0 | 0 | 0 | 13 |  | 0 | 0 | 0 | 0
39 | HT | Comissioning of 11 or 33 KV Metering Cubicle (Excluding Civil work) | Comissioning and energising of 11 or 33 KV Outdoor/ indoor metering cublicle along with all accessories in all respect. This includes transportation from store to site upto 50KM and Ensuring proper closure of notifications in Mobile App. | EA |  | 24 |  | 0 | 0 | 0 | 24 |  | 0 | 0 | 0 | 0
40 | HT | Removal of 11 or 33 KV Metering Cubicle | de-energisation and complete Dismantling in all respect of 11 or 33 KV Outdoor/ indoor burnt/ defective metering cublicle . This includes transportation from site to store upto 50KM and Ensuring proper closure of notifications in Mobile App. | EA |  | 5 |  | 0 | 0 | 0 | 5 |  | 0 | 0 | 0 | 0
41 | Protocol Punching | Punching of Protocols in SAP for activities not mapped in MMG App. | Complete updation and closure of notification in SAP. This includes only activities are not mapped in MMG App. | EA |  | 1042 |  | 0 | 0 | 0 | 7436 |  | 0 | 0 | 0 | 0
42 | SP-Testing | Single Phase Meter Accuracy test at site with Accucheck | Single Phase Testing with RSS at site load condition of consumer. This includes proper verification of Meter body, all seals and replacement of seals along with PVR and updation in MMG App. | EA |  | 309 |  | 0 | 0 | 0 | 1998 |  | 0 | 0 | 0 | 0
43 | PP - Testing | Three Phase Whole CurrentMeter Accuracy test at site with Accucheck | Three Phase WC meter Testing with RSS at site load condition of consumer. This includes proper verification of Meter body, all seals and replacement of seals along with PVR Ensuring proper closure of notifications in Mobile App. | EA |  | 198 |  | 0 | 0 | 0 | 293 |  | 0 | 0 | 0 | 0
44 | LTCT - Testing | LT CT Meter Accuracy test at site with Accucheck | LTCT Meter Testing with RSS at site load condition of consumer. This includes proper verification of Meter body, all seals and replacement of seals along with PVR Ensuring proper closure of notifications in Mobile App. | EA |  | 226 |  | 0 | 0 | 0 | 185 |  | 0 | 0 | 0 | 0
45 | HT CT Testing | Meter Accuracy test at site (HTCT) | HTCT Meter Testing with RSS at site load condition of consumer. This includes proper verification of Meter body, all seals and replacement of seals along with PVR Ensuring proper closure of notifications in Mobile App. | EA |  | 346 |  | 0 | 0 | 0 | 254 |  | 0 | 0 | 0 | 0
46 | HT CT Testing | CT PT unit Testing | Testing of 11 KV / 33 KV HT CT Metering unit/ Metering Cubicle of at various loads of consumer ensuring proper shutdown. This includes proper verification of Meter body, all seals and replacement of seals along with PVR Ensuring proper closure of notifications in Mobile App.. | EA |  | 104 |  | 0 | 0 | 0 | 76 |  | 0 | 0 | 0 | 0
47 | SP/PP/DT/LTCT/HT | Prefabricated GI Structure (Supply Item)/ kg | Prefabricated / GI structural angle/ channel/flats of different sizes, as per the site requirement | Kg |  | 210 |  | 0 | 0 | 0 | 1370 |  | 0 | 0 | 0 | 0
48 | DD | Manual Meter Reading | Taking manual reading parameters from meter display, providing remarks with photographs where data can not be downloaded for reason not attributable to BA | EA |  | 52 |  | 0 | 0 | 0 | 25 |  | 0 | 0 | 0 | 0
49 | DD | Data downloading of meters | Data downloading of any meter through CMRI/ Mobile Application and submission to EIC | EA |  | 52 |  | 0 | 0 | 0 | 25 |  | 0 | 0 | 0 | 0
50 | FSE | FSE- New Connection / Pre-inspection / Attribute Change / Site Verification/ attending CR cases. | Site verification of New Connection / Pre-inspection / Attribute Change / attending CR cases and submission of SVR at respective division office Ensuring proper updatioin of notifications in Mobile App.. | EA |  | 1042 |  | 0 | 0 | 0 | 7436 |  | 0 | 0 | 0 | 0
51 | SP | Mechanical meter replacement | This includes removal of old meters, installation of new meter with box, connection of I/C and O/G cable to meter terminal , communication checking and Ensuring proper closure of notifications in Mobile App. | EA |  | 17 |  | 0 | 0 | 0 | 281 |  | 0 | 0 | 0 | 0
52 | TS | NIC / Modem Troubleshooting with TAB/ Laptop / Anyother device | Successful TS of non communicating smart meters through replacement of NIC/SIM with accessories.Includes replacement of accessories required for establishing communication (e.g., SIM, NIC, etc). Ensuring proper closure of notifications in Mobile App & SAP by the KPO. This includs Checking and validating communication status through the designated mobile application. | EA |  | 1968 |  | 0 | 0 | 0 | 24420 |  | 0 | 0 | 0 | 0
53 | Incentive-LT | Theft referral incentive | Providing incentive of Rs 1000 for each theft reporting case in case of Single Phase Consumer. Incentive for theft reporting by BA employees for which case is booked by enforcement post reporting. These cases are to be reported in MMG App with proper proof and to be certified by EIC. | EA |  | 35 |  | 0 | 0 | 0 | 248 |  | 0 | 0 | 0 | 0
54 | Incentive-WC | Theft referral incentive | Providing incentive of Rs 5000 for each theft reporting case in case of Three Phase WC Consumer. Incentive for theft reporting by BA employees for which case is booked by enforcement post reporting. These cases are to be reported in MMG App with proper proof and to be certified by EIC. | EA |  | 21 |  | 0 | 0 | 0 | 7 |  | 0 | 0 | 0 | 0
55 | Incentive-CT | Theft referral incentive | Providing incentive of Rs 7000 for each theft reporting case in case of Three Phase LTCT/HT Consumer. Incentive for theft reporting by BA employees for which case is booked by enforcement post reporting. These cases are to be reported in MMG App with proper proof and to be certified by EIC. | EA |  | 3 |  | 0 | 0 | 0 | 3 |  | 0 | 0 | 0 | 0
56 | Incentive-App | Incentive for achieving >=99% usage of MMG app | Incentive for achieving >=99% usage of MMG app for all the type of metering activities enabled for application usage from site itself on same day. This excludes consumers not enabled in MMG app. | EA |  | 1 |  | 0 | 0 | 0 | 1 |  | 0 | 0 | 0 | 0
57 | Incentive-App | Incentive for achieving >=97% upto 99%usage usage of MMG app | Incentive for achieving >=97% upto 99%usage of MMG app for all the type of metering activities enabled for application usage from site itself on same day. This excludes consumers not enabled in MMG app. | EA |  | 1 |  | 0 | 0 | 0 | 1 |  | 0 | 0 | 0 | 0
58 | Incentive-App | Incentive for achieving >=95% upto 97% usage usage of MMG app | Incentive for achieving >=95% upto 97% usage of MMG app for all the type of metering activities enabled for application usage from site itself on same day. This excludes consumers not enabled in MMG app. | EA |  | 1 |  | 0 | 0 | 0 | 1 |  | 0 | 0 | 0 | 0
59 | Incentive-Comm | Incentive for >=99% communication. | Incentive for achieving >=99% communication for all category of consumer taken together based on MIS floated from MMG HO. | EA |  | 1 |  | 0 | 0 | 0 | 1 |  | 0 | 0 | 0 | 0
60 | Incentive-Comm | Incentive for >=99% communication. | Incentive for achieving >=97% upto 99% communication for all category based on MIS floated from MMG HO. | EA |  | 1 |  | 0 | 0 | 0 | 1 |  | 0 | 0 | 0 | 0
61 | Incentive-Comm | Incentive for >=99% communication. | Incentive for achieving >=96% upto 97% communication for all category based on MIS floated from MMG HO. | EA |  | 1 |  | 0 | 0 | 0 | 1 |  | 0 | 0 | 0 | 0
62 | Vehicle-Light | Transportation charges per KM beyond 50 KM for all metering materials for movement to site through LMV. | Rate for transportation for additional travel per Km beyond 50 KM for meter/ metering accessories where in light motor vehicle (Pickup/ TATA Magic/ Equivalent vehicle is required) from site to store. This is to be limited to 500 KM per month. Approval of HoD to be taken for addational KM. | Km |  | 6000 |  | 0 | 0 | 0 | 6000 |  | 0 | 0 | 0 | 0
63 | Vehicle-Heavy | Transportation charges per KM beyond 50 KM for all metering materials for movement to site through HMV. | Rate for transportation for additional travel per Km beyond 50 KM for meter/ metering accessories where in Heavy motor vehicle is required from site to store. This is to be limited to 300 KM per month. Approval of HoD to be taken for addational KM. | Km |  | 3600 |  | 0 | 0 | 0 | 3600 |  | 0 | 0 | 0 | 0
64 | Vehicle | Vehicle for site verification, safety and quality inspection by single phase and three phase team | One vehicle ( Preferbly Non A/C Bolero) at each MMG-Division will be provided by concerned BA along with driver on fixed term on monthly basis which for site verification, safety and quality inspection by single phase and three phase team. This will be limiting to 3000 Km per month. | EA |  | 1 |  | 0 | 0 | 0 | 1 |  | 0 | 0 | 0 | 0
65 | Vehicle-BBSR Lab | Vehicle for meter to and from movement from store to BBSR Lab and return. | Vehicle (Mini Truck/ Pickup/ TATA Magic) for material inspection at MMG lab. This includes per trip to and fro movement of material from store ( Choudwar Store) to MMG lab at Cuttack and return. | EA |  | 24 |  | 0 | 0 | 0 |  |  | 0 | 0 | 0 | 0
66 | Vehicle-CTC Lab | Vehicle for meter to and from movement from store to CTC Lab and return. | Vehicle (Mini Truck/ Pickup/ TATA Magic) for material inspection at MMG lab. This includes per trip to and fro movement of material from store ( Bhubaneswar Store) to MMG lab at Bhubaneswar and return. | EA |  |  |  | 0 | 0 | 0 |  |  | 0 | 0 | 0 | 0
67 | Vehicle- Light | Vehicle for material transporting from Central Store to MMG division per trip. | Vehicle (Mini Truck/ Pickup/ TATA Magic) for material transporting from Central Store to MMG division. This includes loading, unloading & transportaion from Central Store to MMG division store. This can be claimed by BA limiting twice per month. | EA |  | 24 |  | 0 | 0 | 0 | 24 |  | 0 | 0 | 0 | 0
68 | Vehicle- Heavy | Vehicle for material transporting from Central Store to MMG division per trip. | Vehicle ((Mini Truck/ Pickup/ TATA Magic) for material transporting from Central Store to MMG division. This includes loading, unloading & transportaion from Central Store to MMG division store. This can be claimed by BA limiting once per month. | EA |  | 12 |  | 0 | 0 | 0 | 12 |  | 0 | 0 | 0 | 0
69 | Safety officer | Safety officer one per Division | Diploma in Electrical Safety with two years of expriences. Safety office shall be posted at division level and report to EIC and shall be responsible for safety related to safety at respective divisions. | EA |  | 1 |  | 0 | 0 | 0 | 1 |  | 0 | 0 | 0 | 0
70 | Circle Coordinator | Circle Coordinator | Any Graduate with three years experience (conversant with excel sheet & should be able to prepare reports & do quality. 1no. Each attached to MRT HODs posted at BBSR, Cuttack, Khurda, Dhenkanal, Paradip- 5nos to carryout different MMG activity at circle level. | EA |  | 1 |  | 0 | 0 | 0 | 1 |  | 0 | 0 | 0 | 0
71 | Divisional Coordinator | Divisional Coordinator | Graduate (conversant with excel sheet & should be able to prepare reports & do quality ). 1 for each Division reporting to HoG-3 Phase/ TL to assist them with day to day activity of MMG at Division level. | EA |  | 1 |  | 0 | 0 | 0 | 1 |  | 0 | 0 | 0 | 0
72 | Lineman | Addational Lineman for three phase team | ITI (Electrical), having ELBO-HT/MV license as per working voltage and preferably 2 years of relevant experience. Additional lineman with MV license may be provided to existing team on the authorization of HoD- 3 Phase as per site requirement and to be claimed as separate line item. Ref Clause- 5.2 (b) of Tender. | EA |  | 1 |  | 0 | 0 | 0 | 1 |  | 0 | 0 | 0 | 0
73 | Helper | Addational Helper for 3 Phase team and at MMG lab | 10th pass minimum . Additional helper may be provided to existing team on the authorization of HoD- 3 Phase as per site requirement and at Lab, Bhubaneswar (3) and cuttack(2). Same to be claimed as separate line item. Ref Clause- 5.2 (c) of Tender. | EA |  | 4 |  | 0 | 0 | 0 | 1 |  | 0 | 0 | 0 | 0
74 | Technician | Lab Technician | ITI (Electrical), with two years relevant experience.To be posted at Lab, Bhubaneswar (3) and cuttack(2) | EA |  | 3 |  | 0 | 0 | 0 |  |  | 0 | 0 | 0 | 0
Total All inlc value | [9 empty] | 0 |  |  |  |  | 0 | 0

## TED
Schedule of items TED
[7 empty] | Prices for Year 1 |  |  |  | Prices for Year 2 |  |  |  |  | Grand Total
Sr. No. | Activity Type | Item Short Description | Long Service Description | UOM | SAC CODE | Qty | Unit Rate (Rs.) | Appl. Taxes & Duties | All Inclusive Unit Rate (Rs.) | Total All Inclusive Value for Year-1 (Rs.) | Quantity | Unit Rate (Rs.) | Appl. Taxes & Duties | All Inclusive Unit Rate (Rs.) | Total All Inclusive Value for Year-2 (Rs.) | Prices for Year 1 + Year 2 (Rs. )
[6 empty] | A | B | C | D = B + C | E = A x D | F | G | H | I = G + H | J = F x I | K = E + J
1 | SP | Meter Replacement - SP | Removal of old meter, Installation of 1 phase energy meter with / without meter box in existing meter box / Panel with cable gland, M-seal along with accessories. This includes connection of I/C and O/G cable to meter terminal and Ensuring proper closure of notifications in Mobile App. This includes transportation of removed materials to MMG store. Transportation cost of utility owned meters to Central store will be claimed in separate line item. | EA |  | 17995 |  | 0 | 0 | 0 | 16385 |  | 0 | 0 | 0 | 0
2 | SP | Meter Shifting - SP | Shifting of existing Meters from one place to other within same premises preferably to outside and Ensuring proper closure of notifications in Mobile App. This excludes cable replcement | EA |  | 206 |  | 0 | 0 | 0 | 206 |  | 0 | 0 | 0 | 0
3 | SP | Meter Installation- SP Solar Generation | Installation of 1 phase energy meter for Solar Generation with with cable gland, M-seal along with accessories and Ensuring proper closure of notifications in Mobile App.. This includes connection of O/G cable of consumer to the meter terminal. | EA |  | 1700 |  | 0 | 0 | 0 | 1700 |  | 0 | 0 | 0 | 0
4 | SP | Meter Installation- SP NSC with Cable | Providing NSC with Meter and cable upto 2C * 10 sq mm Cable Installation providing 'O' shaped quick link, Jublee Clips / Wall corner Clamp and piercing connectors where connection is to be given in AB cable and Ensuring proper closure of notifications in Mobile App. | Ea |  | 7616 |  | 0 | 0 | 0 | 7616 |  | 0 | 0 | 0 | 0
5 | SP | Meter Installation- SP NSC without Cable | Providing NSC meter with / without meter box in existing meter box / Panel with cable gland, M-seal along with accessories providing 'O' shapped quick link, Jublee Clips / Wall corner Clamp and piercing connectors. This includes connection of I/C and O/G cable to meter terminal and Ensuring proper closure of notifications in Mobile App.. | EA |  | 1904 |  | 0 | 0 | 0 | 1904 |  | 0 | 0 | 0 | 0
6 | SP | Meter Removal SP-PDC | Permanent disconnection of SP consumer with removal of utility/ consumer owned meter with box and Ensuring proper closure of notifications in Mobile App. This includes transportation of removed materials to MMG store. Transportation cost of utility owned meters to Central store will be claimed in separate line item. | EA |  | 8030 |  | 0 | 0 | 0 | 8030 |  | 0 | 0 | 0 | 0
7 | SP | Cable Replacement- SP upto 2CX 10 sq mm | Stringing of armoured service cable upto 2CX 10 sq mm with length upto 30 m including installation of saddle, fastener for support and connection at pole / LT network with thimble / AB piercing connectors of required size and Ensuring proper closure of notifications in Mobile App. This will include supply and installation of 'O' shapped quick link, Jublee Clips / Wall corner Clamp and piercing connectors where connection is to be given in AB cable. This cost includes removal of old cable and keeping insafe custody to either re-use or return to scrap store / retun to consumer if it pertains to consumer . | EA |  | 910 |  | 0 | 0 | 0 | 910 |  | 0 | 0 | 0 | 0
8 | SP | Service Cable Removal -SP -PDC upto 2CX 10 sq mm | Removal of service cable of any size used for single Phase connections for permanent disconnection from pole/ LT Network and keeping insafe custody to either re-use or return to scrap store / retun to consumer if it pertains to consumer and Ensuring proper closure of notifications in Mobile App. | EA |  | 5400 |  | 0 | 0 | 0 | 4920 |  | 0 | 0 | 0 | 0
9 | SP / PP | Installation of LT Service/ Distribution Box Installation | Installation of LT Service/ Distribution Box Installation on pole along with supply of fastners / on pole with steel strap and buckles / piercing connect where LT mains in ABC at standard height. This will include supply and installation of 'O' shapped quick link, Jublee Clips / Wall corner Clamp and piercing connectors and other accessories and Ensuring proper closure of notifications in Mobile App. | EA |  | 6090 |  | 0 | 0 | 0 | 6090 |  | 0 | 0 | 0 | 0
10 | SP / PP | Removal of LT Service/ Distribution Box Installation | Removal of any type of bus bar box / distribution box from wall / from pole along with steel strap and buckles.This will include keeping insafe custody to either re-use or return to scrap store and updation in MMG App. | EA |  | 610 |  | 0 | 0 | 0 | 610 |  | 0 | 0 | 0 | 0
11 | SP | Meter transport - SP | Transport of meter to warranty/ Scrap store after devaluation of any single phase meter with / without meter box in case of permanent DC and replacement of Utility owned meters. | EA |  | 8998 |  | 0 | 0 | 0 | 8193 |  | 0 | 0 | 0 | 0
12 | PP | Meter Replacement - PP | Installation of 3 phase WC energy meter with / without meter box in existing meter box / Panel with cable gland, M-seal along with accessories. This includes connection of I/C and O/G cable to meter terminal and removal of old meters along with updation in MMG App. This includes transportation of removed materials to MMG store. Transportation cost of utility owned meters to Central store will be claimed in separate line item. | EA |  | 542 |  | 0 | 0 | 0 | 501 |  | 0 | 0 | 0 | 0
13 | PP | Meter Shifting - PP | Shifting of existing Meters from one place to other within same premises preferably to outside and Ensuring proper closure of notifications in Mobile App.. This excludes cable replcement | EA |  | 39 |  | 0 | 0 | 0 | 39 |  | 0 | 0 | 0 | 0
14 | PP | Meter Installation- PP Solar Generation | Installation of 3 phase WC energy meter for Solar Generation with with cable gland, M-seal along with accessories and Ensuring proper closure of notifications in Mobile App. This includes connection of O/G cable of consumer to the meter terminal. | EA |  | 18 |  | 0 | 0 | 0 | 18 |  | 0 | 0 | 0 | 0
15 | PP | Meter Installation- PP NSC with Cable | Providing NSC with Meter and cable upto 4C * 25 sq mm Cable Installation andand Ensuring proper closure of notifications in Mobile App. This includes providing 'O' shapped quick link, Jublee Clips / Wall corner Clamp and piercing connectors where connection is to be given in AB cable. | EA |  | 147.2 |  | 0 | 0 | 0 | 147.2 |  | 0 | 0 | 0 | 0
16 | PP | Meter Installation- PP NSC without Cable | Providing NSC meter with / without meter box in existing meter box / Panel with cable gland, M-seal along with accessories and Ensuring proper closure of notifications in Mobile App. This includes providing 'O' shapped quick link, Jublee Clips / Wall corner Clamp and piercing connectors. This includes connection of I/C and O/G cable to meter terminal. | EA |  | 36.8 |  | 0 | 0 | 0 | 36.8 |  | 0 | 0 | 0 | 0
17 | PP | Meter transport- PP | Transport of meter to warranty/ Scrap store preparing proper devaluation of any three phase meter with / without meter box in case of permanent DC and replacement of Utility owned meters. | EA |  | 560 |  | 0 | 0 | 0 | 519 |  | 0 | 0 | 0 | 0
18 | PP | Meter Removal PP-PDC | Permanent disconnection of 3 Phase WC consumer with removal of utility/ consumer owned meter with box and Ensuring proper closure of notifications in Mobile App. This includes transportation of removed materials to MMG store. Transportation cost of utility owned meters to Central store will be claimed in separate line item. | EA |  | 18 |  | 0 | 0 | 0 | 18 |  | 0 | 0 | 0 | 0
19 | PP | Cable Replacement- PP upto 4CX 35 sq mm | Removal of old cable of any size, stringing of new armoured service cable upto 4CX 35 sq mm with length upto 30 m including installation of saddle, fastener for support and connection at pole / LT network with thimble / AB piercing connectors of required size and Ensuring proper closure of notifications in Mobile App. This will include supply and installation of 'O' shapped quick link, Jublee Clips / Wall corner Clamp and piercing connectors where connection is to be given in AB cable. This cost includes removal of old cable and keeping insafe custody to either re-use or return to scrap store / retun to consumer if it pertains to consumerand updation in MMG App. | EA |  | 57 |  | 0 | 0 | 0 | 57 |  | 0 | 0 | 0 | 0
20 | PP | Service Cable Removal of upto 4CX35 sqmm cable | Removal of service cable upto 4C X 35 sq mm size for DC/PDC consumer used for Poly Phase Whole Current connections from pole/ LT Network and Ensuring proper closure of notifications in Mobile App. This includes returing it back to scrap store if not utilised again . | EA |  | 18 |  | 0 | 0 | 0 | 18 |  | 0 | 0 | 0 | 0
21 | DT | Smart DT Meter installation along with Meter Box and connection for CT / PT (For energy auditing of DTs) | Installation of Smart DT meters along with ring type CTs of various ratings, Meter Box, and associated accessories on LT side of transformers and Ensuring proper closure of notifications in Mobile App. This activity excludes handling work at tranformer LT side. | EA |  | 330 |  | 0 | 0 | 0 | 330 |  | 0 | 0 | 0 | 0
22 | DT | Smart DT Meter removal along with Meter Box and connection for CT / PT (For energy auditing of DTs) | Removal of Smart DT meters along with ring type CTs of various ratings, Meter Box, and associated accessories on LT side of transformers and return to Store Ensuring proper closure of notifications in Mobile App.. | EA |  | 33 |  | 0 | 0 | 0 | 33 |  | 0 | 0 | 0 | 0
23 | DT | Smart DT Meter installation without Meter Box and connection for CT / PT (For energy auditing of DTs) | Installation of Smart DT meters of all ratings,inside existing panel with accessories and Ensuring proper closure of notifications in Mobile App.. | EA |  | 66 |  | 0 | 0 | 0 | 66 |  | 0 | 0 | 0 | 0
24 | LT CT /DT | LTCT Meter with box Installation - All rating. | Installation of new LTCT meters with complete grouting, commissioning, supply of 8 Nos lugs and its crimping, energisation, communication of Meter and its allied accessories and seal installation with LTCT Meter box of all rating and Ensuring proper closure of notifications in Mobile App. | EA |  | 58 |  | 0 | 0 | 0 | 58 |  | 0 | 0 | 0 | 0
25 | LT CT /DT | LTCT Meter with box Removal - All Rating | Removal of any LTCT meters from site with de-energisation, Meter, modem and its allied accessories with meter box and Ensuring proper closure of notifications in Mobile App. | EA |  | 28 |  | 0 | 0 | 0 | 28 |  | 0 | 0 | 0 | 0
26 | LT CT/ DT | Meter Replacement - LTCT Meter Only | Removal of old meter and Replacement with new LTCT meter/ LTCT Smart meter of any rating without change in box ensuring proper closure of notification in MMG App. | EA |  | 14 |  | 0 | 0 | 0 | 14 |  | 0 | 0 | 0 | 0
27 | LTCT/DT | Installation of 4C*50/4C*95 sq mm armoured service cable, O/H or U/G (Length up to 30M) | Stringing, sagging of armoured service cable size 4CX 50 sq mm with length upto 30m including installation of saddle, fastener for support and connection at pole / LT network with thimble. (Saddles and Fastners are to be supplied by BA) and Ensuring proper closure of notifications in Mobile App. | EA |  | 11.2 |  | 0 | 0 | 0 | 11.2 |  | 0 | 0 | 0 | 0
28 | LTCT/DT | Installation of 4C*150 / 4C X 300 sq mm armoured service cable, O/H or U/G (Length up to 30M) | Stringing, sagging of armoured service cable size 4CX 95 sq mm / 4C X 150 sq mm with length upto 30m including installation of saddle, fastener for support and connection at pole / LT network with thimble. (Saddles and Fastners are to be supplied by BA) and Ensuring proper closure of notifications in Mobile App. | EA |  | 5.6 |  | 0 | 0 | 0 | 5.6 |  | 0 | 0 | 0 | 0
29 | LTCT/DT | Removal and dismentaling of 4C*50/4C*95 sq mm armoured power cable, O/H or U/G (Length up to 30M) | Removal and dismentaling of power cable of 4C*50/4C*95 sq mm armoured power cable, O/H or U/G (Length up to 30M) and keeping insafe custody to either re-use or return to scrap store / retun to consumer if it pertains to consumerand Ensuring proper closure of notifications in Mobile App. | EA |  | 5.6 |  | 0 | 0 | 0 | 5.6 |  | 0 | 0 | 0 | 0
30 | LTCT/DT | Removal and dismentaling of 4C*150 / 4C X 300 sq mm armoured power cable, O/H or U/G (Length up to 30M) | Removal and dismentaling of power cable of 4C*150 / 4C X 300 sq mm armoured power cable, O/H or U/G (Length up to 30M) and keeping insafe custody to either re-use or return to scrap store / retun to consumer if it pertains to consumer and Ensuring proper closure of notifications in Mobile App. | EA |  | 3 |  | 0 | 0 | 0 | 3 |  | 0 | 0 | 0 | 0
31 | LTCT/DT | Minor Fault rectification in CT Meter pertaining to termination/LT Cable. | Fault rectification includes termination (thimble / socket crimping, gland change, cable lead extention crimping and tightening) includes cable dressing/Minor reworking in CT Meter termination and Ensuring proper closure of notifications in Mobile App. | EA |  | 17 |  | 0 | 0 | 0 | 17 |  | 0 | 0 | 0 | 0
32 | HT | Meter Replacement - HT Meter Only | Removal of old meter and replacement of any HT Smart energy meter along with modem and its termination from Metering cubicle / CTPT unit ensuring proper closure of notifications in Mobile App. | EA |  | 12 |  | 0 | 0 | 0 | 12 |  | 0 | 0 | 0 | 0
33 | HT | Meter Installation - HT Meter Only | Installation of HT Smart energy meter along its termination in Metering cubicle / CTPT unit and Ensuring proper closure of notifications in Mobile App. | EA |  | 20 |  | 0 | 0 | 0 | 20 |  | 0 | 0 | 0 | 0
34 | HT | Meter Removal HT Meter Only | Removal of Utility owned removed HT energy meter from site and return of old removed utility owned meters to MMG store Ensuring proper closure of notifications in Mobile App. | EA |  | 6 |  | 0 | 0 | 0 | 6 |  | 0 | 0 | 0 | 0
35 | HT | CTPT Installation - 11KV | Installation, comissioning and energisation in all respect of 11 KV outdoor Metering CTPT unit including control cable laying at desired height with help of crane. This includes transportation from Store to Site upto 50Km and Ensuring proper closure of notifications in Mobile App. | EA |  | 4 |  | 0 | 0 | 0 | 4 |  | 0 | 0 | 0 | 0
36 | HT | CTPT Installation - 33KV | Installation, comissioning and energisation in all respect of 33 KV outdoor Metering CTPT unit including control cable laying at desired height with help of crane. This includes transportation from Store to Site upto 50Km and Ensuring proper closure of notifications in Mobile App. | EA |  | 2 |  | 0 | 0 | 0 | 2 |  | 0 | 0 | 0 | 0
37 | HT | CTPT Removal- 11KV / 33KV | De-energisation and complete Dismantling in all respect of HT metering out door CTPT unit with or without meter along with all accessories. This includes transportation of Removed Metering material is to be returned back to Warranty/Scrap store and Ensuring proper closure of notifications in Mobile App. | EA |  | 6 |  | 0 | 0 | 0 | 6 |  | 0 | 0 | 0 | 0
38 | HT | Replacement / Shifitng of control cable/ Control Cable Pipe for HTCT meters. | Replacement of control cable pipe , control cable and allied accessories including all connections with meter and Metering unit. This includes to & fro transportation, commissioning and energisation in all respect. This includes transportation from Store to Site upto 50Km and Ensuring proper closure of notifications in Mobile App. | EA |  | 6 |  | 0 | 0 | 0 | 6 |  | 0 | 0 | 0 | 0
39 | HT | Comissioning of 11 or 33 KV Metering Cubicle (Excluding Civil work) | Comissioning and energising of 11 or 33 KV Outdoor/ indoor metering cublicle along with all accessories in all respect. This includes transportation from store to site upto 50KM and Ensuring proper closure of notifications in Mobile App. | EA |  | 12 |  | 0 | 0 | 0 | 12 |  | 0 | 0 | 0 | 0
40 | HT | Removal of 11 or 33 KV Metering Cubicle | de-energisation and complete Dismantling in all respect of 11 or 33 KV Outdoor/ indoor burnt/ defective metering cublicle . This includes transportation from site to store upto 50KM and Ensuring proper closure of notifications in Mobile App. | EA |  | 2 |  | 0 | 0 | 0 | 2 |  | 0 | 0 | 0 | 0
41 | Protocol Punching | Punching of Protocols in SAP for activities not mapped in MMG App. | Complete updation and closure of notification in SAP. This includes only activities are not mapped in MMG App. | EA |  | 2699 |  | 0 | 0 | 0 | 2458 |  | 0 | 0 | 0 | 0
42 | SP-Testing | Single Phase Meter Accuracy test at site with Accucheck | Single Phase Testing with RSS at site load condition of consumer. This includes proper verification of Meter body, all seals and replacement of seals along with PVR and updation in MMG App. | EA |  | 1523 |  | 0 | 0 | 0 | 1523 |  | 0 | 0 | 0 | 0
43 | PP - Testing | Three Phase Whole CurrentMeter Accuracy test at site with Accucheck | Three Phase WC meter Testing with RSS at site load condition of consumer. This includes proper verification of Meter body, all seals and replacement of seals along with PVR Ensuring proper closure of notifications in Mobile App. | EA |  | 166 |  | 0 | 0 | 0 | 166 |  | 0 | 0 | 0 | 0
44 | LTCT - Testing | LT CT Meter Accuracy test at site with Accucheck | LTCT Meter Testing with RSS at site load condition of consumer. This includes proper verification of Meter body, all seals and replacement of seals along with PVR Ensuring proper closure of notifications in Mobile App. | EA |  | 125 |  | 0 | 0 | 0 | 125 |  | 0 | 0 | 0 | 0
45 | HT CT Testing | Meter Accuracy test at site (HTCT) | HTCT Meter Testing with RSS at site load condition of consumer. This includes proper verification of Meter body, all seals and replacement of seals along with PVR Ensuring proper closure of notifications in Mobile App. | EA |  | 118 |  | 0 | 0 | 0 | 118 |  | 0 | 0 | 0 | 0
46 | HT CT Testing | CT PT unit Testing | Testing of 11 KV / 33 KV HT CT Metering unit/ Metering Cubicle of at various loads of consumer ensuring proper shutdown. This includes proper verification of Meter body, all seals and replacement of seals along with PVR Ensuring proper closure of notifications in Mobile App.. | EA |  | 35 |  | 0 | 0 | 0 | 35 |  | 0 | 0 | 0 | 0
47 | SP/PP/DT/LTCT/HT | Prefabricated GI Structure (Supply Item)/ kg | Prefabricated / GI structural angle/ channel/flats of different sizes, as per the site requirement | Kg |  | 1050 |  | 0 | 0 | 0 | 1050 |  | 0 | 0 | 0 | 0
48 | DD | Manual Meter Reading | Taking manual reading parameters from meter display, providing remarks with photographs where data can not be downloaded for reason not attributable to BA | EA |  | 22 |  | 0 | 0 | 0 | 22 |  | 0 | 0 | 0 | 0
49 | DD | Data downloading of meters | Data downloading of any meter through CMRI/ Mobile Application and submission to EIC | EA |  | 22 |  | 0 | 0 | 0 | 22 |  | 0 | 0 | 0 | 0
50 | FSE | FSE- New Connection / Pre-inspection / Attribute Change / Site Verification/ attending CR cases. | Site verification of New Connection / Pre-inspection / Attribute Change / attending CR cases and submission of SVR at respective division office Ensuring proper updatioin of notifications in Mobile App.. | EA |  | 2699 |  | 0 | 0 | 0 | 2458 |  | 0 | 0 | 0 | 0
51 | SP | Mechanical meter replacement | This includes removal of old meters, installation of new meter with box, connection of I/C and O/G cable to meter terminal , communication checking and Ensuring proper closure of notifications in Mobile App. | EA |  | 692 |  | 0 | 0 | 0 | 173 |  | 0 | 0 | 0 | 0
52 | TS | NIC / Modem Troubleshooting with TAB/ Laptop / Anyother device | Successful TS of non communicating smart meters through replacement of NIC/SIM with accessories.Includes replacement of accessories required for establishing communication (e.g., SIM, NIC, etc). Ensuring proper closure of notifications in Mobile App & SAP by the KPO. This includs Checking and validating communication status through the designated mobile application. | EA |  | 11940 |  | 0 | 0 | 0 | 11940 |  | 0 | 0 | 0 | 0
53 | Incentive-LT | Theft referral incentive | Providing incentive of Rs 1000 for each theft reporting case in case of Single Phase Consumer. Incentive for theft reporting by BA employees for which case is booked by enforcement post reporting. These cases are to be reported in MMG App with proper proof and to be certified by EIC. | EA |  | 90 |  | 0 | 0 | 0 | 82 |  | 0 | 0 | 0 | 0
54 | Incentive-WC | Theft referral incentive | Providing incentive of Rs 5000 for each theft reporting case in case of Three Phase WC Consumer. Incentive for theft reporting by BA employees for which case is booked by enforcement post reporting. These cases are to be reported in MMG App with proper proof and to be certified by EIC. | EA |  | 5 |  | 0 | 0 | 0 | 5 |  | 0 | 0 | 0 | 0
55 | Incentive-CT | Theft referral incentive | Providing incentive of Rs 7000 for each theft reporting case in case of Three Phase LTCT/HT Consumer. Incentive for theft reporting by BA employees for which case is booked by enforcement post reporting. These cases are to be reported in MMG App with proper proof and to be certified by EIC. | EA |  | 1 |  | 0 | 0 | 0 | 1 |  | 0 | 0 | 0 | 0
56 | Incentive-App | Incentive for achieving >=99% usage of MMG app | Incentive for achieving >=99% usage of MMG app for all the type of metering activities enabled for application usage from site itself on same day. This excludes consumers not enabled in MMG app. | EA |  | 1 |  | 0 | 0 | 0 | 1 |  | 0 | 0 | 0 | 0
57 | Incentive-App | Incentive for achieving >=97% upto 99%usage usage of MMG app | Incentive for achieving >=97% upto 99%usage of MMG app for all the type of metering activities enabled for application usage from site itself on same day. This excludes consumers not enabled in MMG app. | EA |  | 1 |  | 0 | 0 | 0 | 1 |  | 0 | 0 | 0 | 0
58 | Incentive-App | Incentive for achieving >=95% upto 97% usage usage of MMG app | Incentive for achieving >=95% upto 97% usage of MMG app for all the type of metering activities enabled for application usage from site itself on same day. This excludes consumers not enabled in MMG app. | EA |  | 1 |  | 0 | 0 | 0 | 1 |  | 0 | 0 | 0 | 0
59 | Incentive-Comm | Incentive for >=99% communication. | Incentive for achieving >=99% communication for all category of consumer taken together based on MIS floated from MMG HO. | EA |  | 1 |  | 0 | 0 | 0 | 1 |  | 0 | 0 | 0 | 0
60 | Incentive-Comm | Incentive for >=99% communication. | Incentive for achieving >=97% upto 99% communication for all category based on MIS floated from MMG HO. | EA |  | 1 |  | 0 | 0 | 0 | 1 |  | 0 | 0 | 0 | 0
61 | Incentive-Comm | Incentive for >=99% communication. | Incentive for achieving >=96% upto 97% communication for all category based on MIS floated from MMG HO. | EA |  | 1 |  | 0 | 0 | 0 | 1 |  | 0 | 0 | 0 | 0
62 | Vehicle-Light | Transportation charges per KM beyond 50 KM for all metering materials for movement to site through LMV. | Rate for transportation for additional travel per Km beyond 50 KM for meter/ metering accessories where in light motor vehicle (Pickup/ TATA Magic/ Equivalent vehicle is required) from site to store. This is to be limited to 500 KM per month. Approval of HoD to be taken for addational KM. | Km |  | 6000 |  | 0 | 0 | 0 | 6000 |  | 0 | 0 | 0 | 0
63 | Vehicle-Heavy | Transportation charges per KM beyond 50 KM for all metering materials for movement to site through HMV. | Rate for transportation for additional travel per Km beyond 50 KM for meter/ metering accessories where in Heavy motor vehicle is required from site to store. This is to be limited to 300 KM per month. Approval of HoD to be taken for addational KM. | Km |  | 3600 |  | 0 | 0 | 0 | 3600 |  | 0 | 0 | 0 | 0
64 | Vehicle | Vehicle for site verification, safety and quality inspection by single phase and three phase team | One vehicle ( Preferbly Non A/C Bolero) at each MMG-Division will be provided by concerned BA along with driver on fixed term on monthly basis which for site verification, safety and quality inspection by single phase and three phase team. This will be limiting to 3000 Km per month. | EA |  | 1 |  | 0 | 0 | 0 | 1 |  | 0 | 0 | 0 | 0
65 | Vehicle-BBSR Lab | Vehicle for meter to and from movement from store to BBSR Lab and return. | Vehicle (Mini Truck/ Pickup/ TATA Magic) for material inspection at MMG lab. This includes per trip to and fro movement of material from store ( Choudwar Store) to MMG lab at Cuttack and return. | EA |  |  |  | 0 | 0 | 0 |  |  | 0 | 0 | 0 | 0
66 | Vehicle-CTC Lab | Vehicle for meter to and from movement from store to CTC Lab and return. | Vehicle (Mini Truck/ Pickup/ TATA Magic) for material inspection at MMG lab. This includes per trip to and fro movement of material from store ( Bhubaneswar Store) to MMG lab at Bhubaneswar and return. | EA |  |  |  | 0 | 0 | 0 |  |  | 0 | 0 | 0 | 0
67 | Vehicle- Light | Vehicle for material transporting from Central Store to MMG division per trip. | Vehicle (Mini Truck/ Pickup/ TATA Magic) for material transporting from Central Store to MMG division. This includes loading, unloading & transportaion from Central Store to MMG division store. This can be claimed by BA limiting twice per month. | EA |  | 24 |  | 0 | 0 | 0 | 24 |  | 0 | 0 | 0 | 0
68 | Vehicle- Heavy | Vehicle for material transporting from Central Store to MMG division per trip. | Vehicle ((Mini Truck/ Pickup/ TATA Magic) for material transporting from Central Store to MMG division. This includes loading, unloading & transportaion from Central Store to MMG division store. This can be claimed by BA limiting once per month. | EA |  | 12 |  | 0 | 0 | 0 | 12 |  | 0 | 0 | 0 | 0
69 | Safety officer | Safety officer one per Division | Diploma in Electrical Safety with two years of expriences. Safety office shall be posted at division level and report to EIC and shall be responsible for safety related to safety at respective divisions. | EA |  | 1 |  | 0 | 0 | 0 | 1 |  | 0 | 0 | 0 | 0
70 | Circle Coordinator | Circle Coordinator | Any Graduate with three years experience (conversant with excel sheet & should be able to prepare reports & do quality. 1no. Each attached to MRT HODs posted at BBSR, Cuttack, Khurda, Dhenkanal, Paradip- 5nos to carryout different MMG activity at circle level. | EA |  |  |  | 0 | 0 | 0 |  |  | 0 | 0 | 0 | 0
71 | Divisional Coordinator | Divisional Coordinator | Graduate (conversant with excel sheet & should be able to prepare reports & do quality ). 1 for each Division reporting to HoG-3 Phase/ TL to assist them with day to day activity of MMG at Division level. | EA |  | 1 |  | 0 | 0 | 0 | 1 |  | 0 | 0 | 0 | 0
72 | Lineman | Addational Lineman for three phase team | ITI (Electrical), having ELBO-HT/MV license as per working voltage and preferably 2 years of relevant experience. Additional lineman with MV license may be provided to existing team on the authorization of HoD- 3 Phase as per site requirement and to be claimed as separate line item. Ref Clause- 5.2 (b) of Tender. | EA |  | 1 |  | 0 | 0 | 0 | 1 |  | 0 | 0 | 0 | 0
73 | Helper | Addational Helper for 3 Phase team and at MMG lab | 10th pass minimum . Additional helper may be provided to existing team on the authorization of HoD- 3 Phase as per site requirement and at Lab, Bhubaneswar (3) and cuttack(2). Same to be claimed as separate line item. Ref Clause- 5.2 (c) of Tender. | EA |  | 1 |  | 0 | 0 | 0 | 1 |  | 0 | 0 | 0 | 0
74 | Technician | Lab Technician | ITI (Electrical), with two years relevant experience.To be posted at Lab, Bhubaneswar (3) and cuttack(2) | EA |  |  |  | 0 | 0 | 0 |  |  | 0 | 0 | 0 | 0
Total All inlc value | [9 empty] | 0 |  |  |  |  | 0 | 0

## JED
Schedule of items JED
[7 empty] | Prices for Year 1 |  |  |  | Prices for Year 2 |  |  |  |  | Grand Total
Sr. No. | Activity Type | Item Short Description | Long Service Description | UOM | SAC CODE | Qty | Unit Rate (Rs.) | Appl. Taxes & Duties | All Inclusive Unit Rate (Rs.) | Total All Inclusive Value for Year-1 (Rs.) | Quantity | Unit Rate (Rs.) | Appl. Taxes & Duties | All Inclusive Unit Rate (Rs.) | Total All Inclusive Value for Year-2 (Rs.) | Prices for Year 1 + Year 2 (Rs. )
[6 empty] | A | B | C | D = B + C | E = A x D | F | G | H | I = G + H | J = F x I | K = E + J
1 | SP | Meter Replacement - SP | Removal of old meter, Installation of 1 phase energy meter with / without meter box in existing meter box / Panel with cable gland, M-seal along with accessories. This includes connection of I/C and O/G cable to meter terminal and Ensuring proper closure of notifications in Mobile App. This includes transportation of removed materials to MMG store. Transportation cost of utility owned meters to Central store will be claimed in separate line item. | EA |  | 17737 |  | 0 | 0 | 0 | 18780 |  | 0 | 0 | 0 | 0
2 | SP | Meter Shifting - SP | Shifting of existing Meters from one place to other within same premises preferably to outside and Ensuring proper closure of notifications in Mobile App. This excludes cable replcement | EA |  | 1711 |  | 0 | 0 | 0 | 1711 |  | 0 | 0 | 0 | 0
3 | SP | Meter Installation- SP Solar Generation | Installation of 1 phase energy meter for Solar Generation with with cable gland, M-seal along with accessories and Ensuring proper closure of notifications in Mobile App.. This includes connection of O/G cable of consumer to the meter terminal. | EA |  | 5030 |  | 0 | 0 | 0 | 5030 |  | 0 | 0 | 0 | 0
4 | SP | Meter Installation- SP NSC with Cable | Providing NSC with Meter and cable upto 2C * 10 sq mm Cable Installation providing 'O' shaped quick link, Jublee Clips / Wall corner Clamp and piercing connectors where connection is to be given in AB cable and Ensuring proper closure of notifications in Mobile App. | Ea |  | 5216 |  | 0 | 0 | 0 | 5216 |  | 0 | 0 | 0 | 0
5 | SP | Meter Installation- SP NSC without Cable | Providing NSC meter with / without meter box in existing meter box / Panel with cable gland, M-seal along with accessories providing 'O' shapped quick link, Jublee Clips / Wall corner Clamp and piercing connectors. This includes connection of I/C and O/G cable to meter terminal and Ensuring proper closure of notifications in Mobile App.. | EA |  | 1304 |  | 0 | 0 | 0 | 1304 |  | 0 | 0 | 0 | 0
6 | SP | Meter Removal SP-PDC | Permanent disconnection of SP consumer with removal of utility/ consumer owned meter with box and Ensuring proper closure of notifications in Mobile App. This includes transportation of removed materials to MMG store. Transportation cost of utility owned meters to Central store will be claimed in separate line item. | EA |  | 3000 |  | 0 | 0 | 0 | 3000 |  | 0 | 0 | 0 | 0
7 | SP | Cable Replacement- SP upto 2CX 10 sq mm | Stringing of armoured service cable upto 2CX 10 sq mm with length upto 30 m including installation of saddle, fastener for support and connection at pole / LT network with thimble / AB piercing connectors of required size and Ensuring proper closure of notifications in Mobile App. This will include supply and installation of 'O' shapped quick link, Jublee Clips / Wall corner Clamp and piercing connectors where connection is to be given in AB cable. This cost includes removal of old cable and keeping insafe custody to either re-use or return to scrap store / retun to consumer if it pertains to consumer . | EA |  | 300 |  | 0 | 0 | 0 | 300 |  | 0 | 0 | 0 | 0
8 | SP | Service Cable Removal -SP -PDC upto 2CX 10 sq mm | Removal of service cable of any size used for single Phase connections for permanent disconnection from pole/ LT Network and keeping insafe custody to either re-use or return to scrap store / retun to consumer if it pertains to consumer and Ensuring proper closure of notifications in Mobile App. | EA |  | 5320 |  | 0 | 0 | 0 | 5630 |  | 0 | 0 | 0 | 0
9 | SP / PP | Installation of LT Service/ Distribution Box Installation | Installation of LT Service/ Distribution Box Installation on pole along with supply of fastners / on pole with steel strap and buckles / piercing connect where LT mains in ABC at standard height. This will include supply and installation of 'O' shapped quick link, Jublee Clips / Wall corner Clamp and piercing connectors and other accessories and Ensuring proper closure of notifications in Mobile App. | EA |  | 4170 |  | 0 | 0 | 0 | 4170 |  | 0 | 0 | 0 | 0
10 | SP / PP | Removal of LT Service/ Distribution Box Installation | Removal of any type of bus bar box / distribution box from wall / from pole along with steel strap and buckles.This will include keeping insafe custody to either re-use or return to scrap store and updation in MMG App. | EA |  | 420 |  | 0 | 0 | 0 | 420 |  | 0 | 0 | 0 | 0
11 | SP | Meter transport - SP | Transport of meter to warranty/ Scrap store after devaluation of any single phase meter with / without meter box in case of permanent DC and replacement of Utility owned meters. | EA |  | 8869 |  | 0 | 0 | 0 | 9390 |  | 0 | 0 | 0 | 0
12 | PP | Meter Replacement - PP | Installation of 3 phase WC energy meter with / without meter box in existing meter box / Panel with cable gland, M-seal along with accessories. This includes connection of I/C and O/G cable to meter terminal and removal of old meters along with updation in MMG App. This includes transportation of removed materials to MMG store. Transportation cost of utility owned meters to Central store will be claimed in separate line item. | EA |  | 138 |  | 0 | 0 | 0 | 156 |  | 0 | 0 | 0 | 0
13 | PP | Meter Shifting - PP | Shifting of existing Meters from one place to other within same premises preferably to outside and Ensuring proper closure of notifications in Mobile App.. This excludes cable replcement | EA |  | 5 |  | 0 | 0 | 0 | 5 |  | 0 | 0 | 0 | 0
14 | PP | Meter Installation- PP Solar Generation | Installation of 3 phase WC energy meter for Solar Generation with with cable gland, M-seal along with accessories and Ensuring proper closure of notifications in Mobile App. This includes connection of O/G cable of consumer to the meter terminal. | EA |  | 20 |  | 0 | 0 | 0 | 20 |  | 0 | 0 | 0 | 0
15 | PP | Meter Installation- PP NSC with Cable | Providing NSC with Meter and cable upto 4C * 25 sq mm Cable Installation andand Ensuring proper closure of notifications in Mobile App. This includes providing 'O' shapped quick link, Jublee Clips / Wall corner Clamp and piercing connectors where connection is to be given in AB cable. | EA |  | 161.6 |  | 0 | 0 | 0 | 161.6 |  | 0 | 0 | 0 | 0
16 | PP | Meter Installation- PP NSC without Cable | Providing NSC meter with / without meter box in existing meter box / Panel with cable gland, M-seal along with accessories and Ensuring proper closure of notifications in Mobile App. This includes providing 'O' shapped quick link, Jublee Clips / Wall corner Clamp and piercing connectors. This includes connection of I/C and O/G cable to meter terminal. | EA |  | 40.4 |  | 0 | 0 | 0 | 40.4 |  | 0 | 0 | 0 | 0
17 | PP | Meter transport- PP | Transport of meter to warranty/ Scrap store preparing proper devaluation of any three phase meter with / without meter box in case of permanent DC and replacement of Utility owned meters. | EA |  | 158 |  | 0 | 0 | 0 | 176 |  | 0 | 0 | 0 | 0
18 | PP | Meter Removal PP-PDC | Permanent disconnection of 3 Phase WC consumer with removal of utility/ consumer owned meter with box and Ensuring proper closure of notifications in Mobile App. This includes transportation of removed materials to MMG store. Transportation cost of utility owned meters to Central store will be claimed in separate line item. | EA |  | 20 |  | 0 | 0 | 0 | 20 |  | 0 | 0 | 0 | 0
19 | PP | Cable Replacement- PP upto 4CX 35 sq mm | Removal of old cable of any size, stringing of new armoured service cable upto 4CX 35 sq mm with length upto 30 m including installation of saddle, fastener for support and connection at pole / LT network with thimble / AB piercing connectors of required size and Ensuring proper closure of notifications in Mobile App. This will include supply and installation of 'O' shapped quick link, Jublee Clips / Wall corner Clamp and piercing connectors where connection is to be given in AB cable. This cost includes removal of old cable and keeping insafe custody to either re-use or return to scrap store / retun to consumer if it pertains to consumerand updation in MMG App. | EA |  | 25 |  | 0 | 0 | 0 | 25 |  | 0 | 0 | 0 | 0
20 | PP | Service Cable Removal of upto 4CX35 sqmm cable | Removal of service cable upto 4C X 35 sq mm size for DC/PDC consumer used for Poly Phase Whole Current connections from pole/ LT Network and Ensuring proper closure of notifications in Mobile App. This includes returing it back to scrap store if not utilised again . | EA |  | 20 |  | 0 | 0 | 0 | 20 |  | 0 | 0 | 0 | 0
21 | DT | Smart DT Meter installation along with Meter Box and connection for CT / PT (For energy auditing of DTs) | Installation of Smart DT meters along with ring type CTs of various ratings, Meter Box, and associated accessories on LT side of transformers and Ensuring proper closure of notifications in Mobile App. This activity excludes handling work at tranformer LT side. | EA |  | 280 |  | 0 | 0 | 0 | 280 |  | 0 | 0 | 0 | 0
22 | DT | Smart DT Meter removal along with Meter Box and connection for CT / PT (For energy auditing of DTs) | Removal of Smart DT meters along with ring type CTs of various ratings, Meter Box, and associated accessories on LT side of transformers and return to Store Ensuring proper closure of notifications in Mobile App.. | EA |  | 28 |  | 0 | 0 | 0 | 28 |  | 0 | 0 | 0 | 0
23 | DT | Smart DT Meter installation without Meter Box and connection for CT / PT (For energy auditing of DTs) | Installation of Smart DT meters of all ratings,inside existing panel with accessories and Ensuring proper closure of notifications in Mobile App.. | EA |  | 56 |  | 0 | 0 | 0 | 56 |  | 0 | 0 | 0 | 0
24 | LT CT /DT | LTCT Meter with box Installation - All rating. | Installation of new LTCT meters with complete grouting, commissioning, supply of 8 Nos lugs and its crimping, energisation, communication of Meter and its allied accessories and seal installation with LTCT Meter box of all rating and Ensuring proper closure of notifications in Mobile App. | EA |  | 28 |  | 0 | 0 | 0 | 28 |  | 0 | 0 | 0 | 0
25 | LT CT /DT | LTCT Meter with box Removal - All Rating | Removal of any LTCT meters from site with de-energisation, Meter, modem and its allied accessories with meter box and Ensuring proper closure of notifications in Mobile App. | EA |  | 8 |  | 0 | 0 | 0 | 8 |  | 0 | 0 | 0 | 0
26 | LT CT/ DT | Meter Replacement - LTCT Meter Only | Removal of old meter and Replacement with new LTCT meter/ LTCT Smart meter of any rating without change in box ensuring proper closure of notification in MMG App. | EA |  | 4 |  | 0 | 0 | 0 | 4 |  | 0 | 0 | 0 | 0
27 | LTCT/DT | Installation of 4C*50/4C*95 sq mm armoured service cable, O/H or U/G (Length up to 30M) | Stringing, sagging of armoured service cable size 4CX 50 sq mm with length upto 30m including installation of saddle, fastener for support and connection at pole / LT network with thimble. (Saddles and Fastners are to be supplied by BA) and Ensuring proper closure of notifications in Mobile App. | EA |  | 3.2 |  | 0 | 0 | 0 | 3.2 |  | 0 | 0 | 0 | 0
28 | LTCT/DT | Installation of 4C*150 / 4C X 300 sq mm armoured service cable, O/H or U/G (Length up to 30M) | Stringing, sagging of armoured service cable size 4CX 95 sq mm / 4C X 150 sq mm with length upto 30m including installation of saddle, fastener for support and connection at pole / LT network with thimble. (Saddles and Fastners are to be supplied by BA) and Ensuring proper closure of notifications in Mobile App. | EA |  | 1.6 |  | 0 | 0 | 0 | 1.6 |  | 0 | 0 | 0 | 0
29 | LTCT/DT | Removal and dismentaling of 4C*50/4C*95 sq mm armoured power cable, O/H or U/G (Length up to 30M) | Removal and dismentaling of power cable of 4C*50/4C*95 sq mm armoured power cable, O/H or U/G (Length up to 30M) and keeping insafe custody to either re-use or return to scrap store / retun to consumer if it pertains to consumerand Ensuring proper closure of notifications in Mobile App. | EA |  | 1.6 |  | 0 | 0 | 0 | 1.6 |  | 0 | 0 | 0 | 0
30 | LTCT/DT | Removal and dismentaling of 4C*150 / 4C X 300 sq mm armoured power cable, O/H or U/G (Length up to 30M) | Removal and dismentaling of power cable of 4C*150 / 4C X 300 sq mm armoured power cable, O/H or U/G (Length up to 30M) and keeping insafe custody to either re-use or return to scrap store / retun to consumer if it pertains to consumer and Ensuring proper closure of notifications in Mobile App. | EA |  | 1 |  | 0 | 0 | 0 | 1 |  | 0 | 0 | 0 | 0
31 | LTCT/DT | Minor Fault rectification in CT Meter pertaining to termination/LT Cable. | Fault rectification includes termination (thimble / socket crimping, gland change, cable lead extention crimping and tightening) includes cable dressing/Minor reworking in CT Meter termination and Ensuring proper closure of notifications in Mobile App. | EA |  | 8 |  | 0 | 0 | 0 | 8 |  | 0 | 0 | 0 | 0
32 | HT | Meter Replacement - HT Meter Only | Removal of old meter and replacement of any HT Smart energy meter along with modem and its termination from Metering cubicle / CTPT unit ensuring proper closure of notifications in Mobile App. | EA |  | 2 |  | 0 | 0 | 0 | 2 |  | 0 | 0 | 0 | 0
33 | HT | Meter Installation - HT Meter Only | Installation of HT Smart energy meter along its termination in Metering cubicle / CTPT unit and Ensuring proper closure of notifications in Mobile App. | EA |  | 10 |  | 0 | 0 | 0 | 10 |  | 0 | 0 | 0 | 0
34 | HT | Meter Removal HT Meter Only | Removal of Utility owned removed HT energy meter from site and return of old removed utility owned meters to MMG store Ensuring proper closure of notifications in Mobile App. | EA |  | 1 |  | 0 | 0 | 0 | 1 |  | 0 | 0 | 0 | 0
35 | HT | CTPT Installation - 11KV | Installation, comissioning and energisation in all respect of 11 KV outdoor Metering CTPT unit including control cable laying at desired height with help of crane. This includes transportation from Store to Site upto 50Km and Ensuring proper closure of notifications in Mobile App. | EA |  | 1 |  | 0 | 0 | 0 | 1 |  | 0 | 0 | 0 | 0
36 | HT | CTPT Installation - 33KV | Installation, comissioning and energisation in all respect of 33 KV outdoor Metering CTPT unit including control cable laying at desired height with help of crane. This includes transportation from Store to Site upto 50Km and Ensuring proper closure of notifications in Mobile App. | EA |  | 0 |  | 0 | 0 | 0 | 0 |  | 0 | 0 | 0 | 0
37 | HT | CTPT Removal- 11KV / 33KV | De-energisation and complete Dismantling in all respect of HT metering out door CTPT unit with or without meter along with all accessories. This includes transportation of Removed Metering material is to be returned back to Warranty/Scrap store and Ensuring proper closure of notifications in Mobile App. | EA |  | 1 |  | 0 | 0 | 0 | 1 |  | 0 | 0 | 0 | 0
38 | HT | Replacement / Shifitng of control cable/ Control Cable Pipe for HTCT meters. | Replacement of control cable pipe , control cable and allied accessories including all connections with meter and Metering unit. This includes to & fro transportation, commissioning and energisation in all respect. This includes transportation from Store to Site upto 50Km and Ensuring proper closure of notifications in Mobile App. | EA |  | 1 |  | 0 | 0 | 0 | 1 |  | 0 | 0 | 0 | 0
39 | HT | Comissioning of 11 or 33 KV Metering Cubicle (Excluding Civil work) | Comissioning and energising of 11 or 33 KV Outdoor/ indoor metering cublicle along with all accessories in all respect. This includes transportation from store to site upto 50KM and Ensuring proper closure of notifications in Mobile App. | EA |  | 6 |  | 0 | 0 | 0 | 6 |  | 0 | 0 | 0 | 0
40 | HT | Removal of 11 or 33 KV Metering Cubicle | de-energisation and complete Dismantling in all respect of 11 or 33 KV Outdoor/ indoor burnt/ defective metering cublicle . This includes transportation from site to store upto 50KM and Ensuring proper closure of notifications in Mobile App. | EA |  | 1 |  | 0 | 0 | 0 | 1 |  | 0 | 0 | 0 | 0
41 | Protocol Punching | Punching of Protocols in SAP for activities not mapped in MMG App. | Complete updation and closure of notification in SAP. This includes only activities are not mapped in MMG App. | EA |  | 2661 |  | 0 | 0 | 0 | 2817 |  | 0 | 0 | 0 | 0
42 | SP-Testing | Single Phase Meter Accuracy test at site with Accucheck | Single Phase Testing with RSS at site load condition of consumer. This includes proper verification of Meter body, all seals and replacement of seals along with PVR and updation in MMG App. | EA |  | 1043 |  | 0 | 0 | 0 | 1043 |  | 0 | 0 | 0 | 0
43 | PP - Testing | Three Phase Whole CurrentMeter Accuracy test at site with Accucheck | Three Phase WC meter Testing with RSS at site load condition of consumer. This includes proper verification of Meter body, all seals and replacement of seals along with PVR Ensuring proper closure of notifications in Mobile App. | EA |  | 171 |  | 0 | 0 | 0 | 171 |  | 0 | 0 | 0 | 0
44 | LTCT - Testing | LT CT Meter Accuracy test at site with Accucheck | LTCT Meter Testing with RSS at site load condition of consumer. This includes proper verification of Meter body, all seals and replacement of seals along with PVR Ensuring proper closure of notifications in Mobile App. | EA |  | 44 |  | 0 | 0 | 0 | 44 |  | 0 | 0 | 0 | 0
45 | HT CT Testing | Meter Accuracy test at site (HTCT) | HTCT Meter Testing with RSS at site load condition of consumer. This includes proper verification of Meter body, all seals and replacement of seals along with PVR Ensuring proper closure of notifications in Mobile App. | EA |  | 24 |  | 0 | 0 | 0 | 24 |  | 0 | 0 | 0 | 0
46 | HT CT Testing | CT PT unit Testing | Testing of 11 KV / 33 KV HT CT Metering unit/ Metering Cubicle of at various loads of consumer ensuring proper shutdown. This includes proper verification of Meter body, all seals and replacement of seals along with PVR Ensuring proper closure of notifications in Mobile App.. | EA |  | 7 |  | 0 | 0 | 0 | 7 |  | 0 | 0 | 0 | 0
47 | SP/PP/DT/LTCT/HT | Prefabricated GI Structure (Supply Item)/ kg | Prefabricated / GI structural angle/ channel/flats of different sizes, as per the site requirement | Kg |  | 720 |  | 0 | 0 | 0 | 720 |  | 0 | 0 | 0 | 0
48 | DD | Manual Meter Reading | Taking manual reading parameters from meter display, providing remarks with photographs where data can not be downloaded for reason not attributable to BA | EA |  | 7 |  | 0 | 0 | 0 | 7 |  | 0 | 0 | 0 | 0
49 | DD | Data downloading of meters | Data downloading of any meter through CMRI/ Mobile Application and submission to EIC | EA |  | 7 |  | 0 | 0 | 0 | 7 |  | 0 | 0 | 0 | 0
50 | FSE | FSE- New Connection / Pre-inspection / Attribute Change / Site Verification/ attending CR cases. | Site verification of New Connection / Pre-inspection / Attribute Change / attending CR cases and submission of SVR at respective division office Ensuring proper updatioin of notifications in Mobile App.. | EA |  | 2661 |  | 0 | 0 | 0 | 2817 |  | 0 | 0 | 0 | 0
51 | SP | Mechanical meter replacement | This includes removal of old meters, installation of new meter with box, connection of I/C and O/G cable to meter terminal , communication checking and Ensuring proper closure of notifications in Mobile App. | EA |  | 612 |  | 0 | 0 | 0 | 153 |  | 0 | 0 | 0 | 0
52 | TS | NIC / Modem Troubleshooting with TAB/ Laptop / Anyother device | Successful TS of non communicating smart meters through replacement of NIC/SIM with accessories.Includes replacement of accessories required for establishing communication (e.g., SIM, NIC, etc). Ensuring proper closure of notifications in Mobile App & SAP by the KPO. This includs Checking and validating communication status through the designated mobile application. | EA |  | 5124 |  | 0 | 0 | 0 | 5124 |  | 0 | 0 | 0 | 0
53 | Incentive-LT | Theft referral incentive | Providing incentive of Rs 1000 for each theft reporting case in case of Single Phase Consumer. Incentive for theft reporting by BA employees for which case is booked by enforcement post reporting. These cases are to be reported in MMG App with proper proof and to be certified by EIC. | EA |  | 89 |  | 0 | 0 | 0 | 94 |  | 0 | 0 | 0 | 0
54 | Incentive-WC | Theft referral incentive | Providing incentive of Rs 5000 for each theft reporting case in case of Three Phase WC Consumer. Incentive for theft reporting by BA employees for which case is booked by enforcement post reporting. These cases are to be reported in MMG App with proper proof and to be certified by EIC. | EA |  | 1 |  | 0 | 0 | 0 | 2 |  | 0 | 0 | 0 | 0
55 | Incentive-CT | Theft referral incentive | Providing incentive of Rs 7000 for each theft reporting case in case of Three Phase LTCT/HT Consumer. Incentive for theft reporting by BA employees for which case is booked by enforcement post reporting. These cases are to be reported in MMG App with proper proof and to be certified by EIC. | EA |  | 0 |  | 0 | 0 | 0 | 0 |  | 0 | 0 | 0 | 0
56 | Incentive-App | Incentive for achieving >=99% usage of MMG app | Incentive for achieving >=99% usage of MMG app for all the type of metering activities enabled for application usage from site itself on same day. This excludes consumers not enabled in MMG app. | EA |  | 1 |  | 0 | 0 | 0 | 1 |  | 0 | 0 | 0 | 0
57 | Incentive-App | Incentive for achieving >=97% upto 99%usage usage of MMG app | Incentive for achieving >=97% upto 99%usage of MMG app for all the type of metering activities enabled for application usage from site itself on same day. This excludes consumers not enabled in MMG app. | EA |  | 1 |  | 0 | 0 | 0 | 1 |  | 0 | 0 | 0 | 0
58 | Incentive-App | Incentive for achieving >=95% upto 97% usage usage of MMG app | Incentive for achieving >=95% upto 97% usage of MMG app for all the type of metering activities enabled for application usage from site itself on same day. This excludes consumers not enabled in MMG app. | EA |  | 1 |  | 0 | 0 | 0 | 1 |  | 0 | 0 | 0 | 0
59 | Incentive-Comm | Incentive for >=99% communication. | Incentive for achieving >=99% communication for all category of consumer taken together based on MIS floated from MMG HO. | EA |  | 1 |  | 0 | 0 | 0 | 1 |  | 0 | 0 | 0 | 0
60 | Incentive-Comm | Incentive for >=99% communication. | Incentive for achieving >=97% upto 99% communication for all category based on MIS floated from MMG HO. | EA |  | 1 |  | 0 | 0 | 0 | 1 |  | 0 | 0 | 0 | 0
61 | Incentive-Comm | Incentive for >=99% communication. | Incentive for achieving >=96% upto 97% communication for all category based on MIS floated from MMG HO. | EA |  | 1 |  | 0 | 0 | 0 | 1 |  | 0 | 0 | 0 | 0
62 | Vehicle-Light | Transportation charges per KM beyond 50 KM for all metering materials for movement to site through LMV. | Rate for transportation for additional travel per Km beyond 50 KM for meter/ metering accessories where in light motor vehicle (Pickup/ TATA Magic/ Equivalent vehicle is required) from site to store. This is to be limited to 500 KM per month. Approval of HoD to be taken for addational KM. | Km |  | 6000 |  | 0 | 0 | 0 | 6000 |  | 0 | 0 | 0 | 0
63 | Vehicle-Heavy | Transportation charges per KM beyond 50 KM for all metering materials for movement to site through HMV. | Rate for transportation for additional travel per Km beyond 50 KM for meter/ metering accessories where in Heavy motor vehicle is required from site to store. This is to be limited to 300 KM per month. Approval of HoD to be taken for addational KM. | Km |  | 3600 |  | 0 | 0 | 0 | 3600 |  | 0 | 0 | 0 | 0
64 | Vehicle | Vehicle for site verification, safety and quality inspection by single phase and three phase team | One vehicle ( Preferbly Non A/C Bolero) at each MMG-Division will be provided by concerned BA along with driver on fixed term on monthly basis which for site verification, safety and quality inspection by single phase and three phase team. This will be limiting to 3000 Km per month. | EA |  | 1 |  | 0 | 0 | 0 | 1 |  | 0 | 0 | 0 | 0
65 | Vehicle-BBSR Lab | Vehicle for meter to and from movement from store to BBSR Lab and return. | Vehicle (Mini Truck/ Pickup/ TATA Magic) for material inspection at MMG lab. This includes per trip to and fro movement of material from store ( Choudwar Store) to MMG lab at Cuttack and return. | EA |  |  |  | 0 | 0 | 0 |  |  | 0 | 0 | 0 | 0
66 | Vehicle-CTC Lab | Vehicle for meter to and from movement from store to CTC Lab and return. | Vehicle (Mini Truck/ Pickup/ TATA Magic) for material inspection at MMG lab. This includes per trip to and fro movement of material from store ( Bhubaneswar Store) to MMG lab at Bhubaneswar and return. | EA |  |  |  | 0 | 0 | 0 |  |  | 0 | 0 | 0 | 0
67 | Vehicle- Light | Vehicle for material transporting from Central Store to MMG division per trip. | Vehicle (Mini Truck/ Pickup/ TATA Magic) for material transporting from Central Store to MMG division. This includes loading, unloading & transportaion from Central Store to MMG division store. This can be claimed by BA limiting twice per month. | EA |  | 24 |  | 0 | 0 | 0 | 24 |  | 0 | 0 | 0 | 0
68 | Vehicle- Heavy | Vehicle for material transporting from Central Store to MMG division per trip. | Vehicle ((Mini Truck/ Pickup/ TATA Magic) for material transporting from Central Store to MMG division. This includes loading, unloading & transportaion from Central Store to MMG division store. This can be claimed by BA limiting once per month. | EA |  | 12 |  | 0 | 0 | 0 | 12 |  | 0 | 0 | 0 | 0
69 | Safety officer | Safety officer one per Division | Diploma in Electrical Safety with two years of expriences. Safety office shall be posted at division level and report to EIC and shall be responsible for safety related to safety at respective divisions. | EA |  | 1 |  | 0 | 0 | 0 | 1 |  | 0 | 0 | 0 | 0
70 | Circle Coordinator | Circle Coordinator | Any Graduate with three years experience (conversant with excel sheet & should be able to prepare reports & do quality. 1no. Each attached to MRT HODs posted at BBSR, Cuttack, Khurda, Dhenkanal, Paradip- 5nos to carryout different MMG activity at circle level. | EA |  |  |  | 0 | 0 | 0 |  |  | 0 | 0 | 0 | 0
71 | Divisional Coordinator | Divisional Coordinator | Graduate (conversant with excel sheet & should be able to prepare reports & do quality ). 1 for each Division reporting to HoG-3 Phase/ TL to assist them with day to day activity of MMG at Division level. | EA |  | 1 |  | 0 | 0 | 0 | 1 |  | 0 | 0 | 0 | 0
72 | Lineman | Addational Lineman for three phase team | ITI (Electrical), having ELBO-HT/MV license as per working voltage and preferably 2 years of relevant experience. Additional lineman with MV license may be provided to existing team on the authorization of HoD- 3 Phase as per site requirement and to be claimed as separate line item. Ref Clause- 5.2 (b) of Tender. | EA |  | 1 |  | 0 | 0 | 0 | 1 |  | 0 | 0 | 0 | 0
73 | Helper | Addational Helper for 3 Phase team and at MMG lab | 10th pass minimum . Additional helper may be provided to existing team on the authorization of HoD- 3 Phase as per site requirement and at Lab, Bhubaneswar (3) and cuttack(2). Same to be claimed as separate line item. Ref Clause- 5.2 (c) of Tender. | EA |  | 1 |  | 0 | 0 | 0 | 1 |  | 0 | 0 | 0 | 0
74 | Technician | Lab Technician | ITI (Electrical), with two years relevant experience.To be posted at Lab, Bhubaneswar (3) and cuttack(2) | EA |  |  |  | 0 | 0 | 0 |  |  | 0 | 0 | 0 | 0
Total All inlc value | [9 empty] | 0 |  |  |  |  | 0 | 0

## KED-1
Schedule of items KED-1
[7 empty] | Prices for Year 1 |  |  |  | Prices for Year 2 |  |  |  |  | Grand Total
Sr. No. | Activity Type | Item Short Description | Long Service Description | UOM | SAC CODE | Qty | Unit Rate (Rs.) | Appl. Taxes & Duties | All Inclusive Unit Rate (Rs.) | Total All Inclusive Value for Year-1 (Rs.) | Quantity | Unit Rate (Rs.) | Appl. Taxes & Duties | All Inclusive Unit Rate (Rs.) | Total All Inclusive Value for Year-2 (Rs.) | Prices for Year 1 + Year 2 (Rs. )
[6 empty] | A | B | C | D = B + C | E = A x D | F | G | H | I = G + H | J = F x I | K = E + J
1 | SP | Meter Replacement - SP | Removal of old meter, Installation of 1 phase energy meter with / without meter box in existing meter box / Panel with cable gland, M-seal along with accessories. This includes connection of I/C and O/G cable to meter terminal and Ensuring proper closure of notifications in Mobile App. This includes transportation of removed materials to MMG store. Transportation cost of utility owned meters to Central store will be claimed in separate line item. | EA |  | 32779 |  | 0 | 0 | 0 | 22536 |  | 0 | 0 | 0 | 0
2 | SP | Meter Shifting - SP | Shifting of existing Meters from one place to other within same premises preferably to outside and Ensuring proper closure of notifications in Mobile App. This excludes cable replcement | EA |  | 232 |  | 0 | 0 | 0 | 232 |  | 0 | 0 | 0 | 0
3 | SP | Meter Installation- SP Solar Generation | Installation of 1 phase energy meter for Solar Generation with with cable gland, M-seal along with accessories and Ensuring proper closure of notifications in Mobile App.. This includes connection of O/G cable of consumer to the meter terminal. | EA |  | 1840 |  | 0 | 0 | 0 | 1840 |  | 0 | 0 | 0 | 0
4 | SP | Meter Installation- SP NSC with Cable | Providing NSC with Meter and cable upto 2C * 10 sq mm Cable Installation providing 'O' shaped quick link, Jublee Clips / Wall corner Clamp and piercing connectors where connection is to be given in AB cable and Ensuring proper closure of notifications in Mobile App. | Ea |  | 6992 |  | 0 | 0 | 0 | 6992 |  | 0 | 0 | 0 | 0
5 | SP | Meter Installation- SP NSC without Cable | Providing NSC meter with / without meter box in existing meter box / Panel with cable gland, M-seal along with accessories providing 'O' shapped quick link, Jublee Clips / Wall corner Clamp and piercing connectors. This includes connection of I/C and O/G cable to meter terminal and Ensuring proper closure of notifications in Mobile App.. | EA |  | 1748 |  | 0 | 0 | 0 | 1748 |  | 0 | 0 | 0 | 0
6 | SP | Meter Removal SP-PDC | Permanent disconnection of SP consumer with removal of utility/ consumer owned meter with box and Ensuring proper closure of notifications in Mobile App. This includes transportation of removed materials to MMG store. Transportation cost of utility owned meters to Central store will be claimed in separate line item. | EA |  | 6340 |  | 0 | 0 | 0 | 6340 |  | 0 | 0 | 0 | 0
7 | SP | Cable Replacement- SP upto 2CX 10 sq mm | Stringing of armoured service cable upto 2CX 10 sq mm with length upto 30 m including installation of saddle, fastener for support and connection at pole / LT network with thimble / AB piercing connectors of required size and Ensuring proper closure of notifications in Mobile App. This will include supply and installation of 'O' shapped quick link, Jublee Clips / Wall corner Clamp and piercing connectors where connection is to be given in AB cable. This cost includes removal of old cable and keeping insafe custody to either re-use or return to scrap store / retun to consumer if it pertains to consumer . | EA |  | 650 |  | 0 | 0 | 0 | 650 |  | 0 | 0 | 0 | 0
8 | SP | Service Cable Removal -SP -PDC upto 2CX 10 sq mm | Removal of service cable of any size used for single Phase connections for permanent disconnection from pole/ LT Network and keeping insafe custody to either re-use or return to scrap store / retun to consumer if it pertains to consumer and Ensuring proper closure of notifications in Mobile App. | EA |  | 9830 |  | 0 | 0 | 0 | 6760 |  | 0 | 0 | 0 | 0
9 | SP / PP | Installation of LT Service/ Distribution Box Installation | Installation of LT Service/ Distribution Box Installation on pole along with supply of fastners / on pole with steel strap and buckles / piercing connect where LT mains in ABC at standard height. This will include supply and installation of 'O' shapped quick link, Jublee Clips / Wall corner Clamp and piercing connectors and other accessories and Ensuring proper closure of notifications in Mobile App. | EA |  | 5590 |  | 0 | 0 | 0 | 5590 |  | 0 | 0 | 0 | 0
10 | SP / PP | Removal of LT Service/ Distribution Box Installation | Removal of any type of bus bar box / distribution box from wall / from pole along with steel strap and buckles.This will include keeping insafe custody to either re-use or return to scrap store and updation in MMG App. | EA |  | 560 |  | 0 | 0 | 0 | 560 |  | 0 | 0 | 0 | 0
11 | SP | Meter transport - SP | Transport of meter to warranty/ Scrap store after devaluation of any single phase meter with / without meter box in case of permanent DC and replacement of Utility owned meters. | EA |  | 16390 |  | 0 | 0 | 0 | 11268 |  | 0 | 0 | 0 | 0
12 | PP | Meter Replacement - PP | Installation of 3 phase WC energy meter with / without meter box in existing meter box / Panel with cable gland, M-seal along with accessories. This includes connection of I/C and O/G cable to meter terminal and removal of old meters along with updation in MMG App. This includes transportation of removed materials to MMG store. Transportation cost of utility owned meters to Central store will be claimed in separate line item. | EA |  | 330 |  | 0 | 0 | 0 | 349 |  | 0 | 0 | 0 | 0
13 | PP | Meter Shifting - PP | Shifting of existing Meters from one place to other within same premises preferably to outside and Ensuring proper closure of notifications in Mobile App.. This excludes cable replcement | EA |  | 14 |  | 0 | 0 | 0 | 14 |  | 0 | 0 | 0 | 0
14 | PP | Meter Installation- PP Solar Generation | Installation of 3 phase WC energy meter for Solar Generation with with cable gland, M-seal along with accessories and Ensuring proper closure of notifications in Mobile App. This includes connection of O/G cable of consumer to the meter terminal. | EA |  | 28 |  | 0 | 0 | 0 | 28 |  | 0 | 0 | 0 | 0
15 | PP | Meter Installation- PP NSC with Cable | Providing NSC with Meter and cable upto 4C * 25 sq mm Cable Installation andand Ensuring proper closure of notifications in Mobile App. This includes providing 'O' shapped quick link, Jublee Clips / Wall corner Clamp and piercing connectors where connection is to be given in AB cable. | EA |  | 226.4 |  | 0 | 0 | 0 | 226.4 |  | 0 | 0 | 0 | 0
16 | PP | Meter Installation- PP NSC without Cable | Providing NSC meter with / without meter box in existing meter box / Panel with cable gland, M-seal along with accessories and Ensuring proper closure of notifications in Mobile App. This includes providing 'O' shapped quick link, Jublee Clips / Wall corner Clamp and piercing connectors. This includes connection of I/C and O/G cable to meter terminal. | EA |  | 56.6 |  | 0 | 0 | 0 | 56.6 |  | 0 | 0 | 0 | 0
17 | PP | Meter transport- PP | Transport of meter to warranty/ Scrap store preparing proper devaluation of any three phase meter with / without meter box in case of permanent DC and replacement of Utility owned meters. | EA |  | 358 |  | 0 | 0 | 0 | 377 |  | 0 | 0 | 0 | 0
18 | PP | Meter Removal PP-PDC | Permanent disconnection of 3 Phase WC consumer with removal of utility/ consumer owned meter with box and Ensuring proper closure of notifications in Mobile App. This includes transportation of removed materials to MMG store. Transportation cost of utility owned meters to Central store will be claimed in separate line item. | EA |  | 28 |  | 0 | 0 | 0 | 28 |  | 0 | 0 | 0 | 0
19 | PP | Cable Replacement- PP upto 4CX 35 sq mm | Removal of old cable of any size, stringing of new armoured service cable upto 4CX 35 sq mm with length upto 30 m including installation of saddle, fastener for support and connection at pole / LT network with thimble / AB piercing connectors of required size and Ensuring proper closure of notifications in Mobile App. This will include supply and installation of 'O' shapped quick link, Jublee Clips / Wall corner Clamp and piercing connectors where connection is to be given in AB cable. This cost includes removal of old cable and keeping insafe custody to either re-use or return to scrap store / retun to consumer if it pertains to consumerand updation in MMG App. | EA |  | 42 |  | 0 | 0 | 0 | 42 |  | 0 | 0 | 0 | 0
20 | PP | Service Cable Removal of upto 4CX35 sqmm cable | Removal of service cable upto 4C X 35 sq mm size for DC/PDC consumer used for Poly Phase Whole Current connections from pole/ LT Network and Ensuring proper closure of notifications in Mobile App. This includes returing it back to scrap store if not utilised again . | EA |  | 28 |  | 0 | 0 | 0 | 28 |  | 0 | 0 | 0 | 0
21 | DT | Smart DT Meter installation along with Meter Box and connection for CT / PT (For energy auditing of DTs) | Installation of Smart DT meters along with ring type CTs of various ratings, Meter Box, and associated accessories on LT side of transformers and Ensuring proper closure of notifications in Mobile App. This activity excludes handling work at tranformer LT side. | EA |  | 150 |  | 0 | 0 | 0 | 150 |  | 0 | 0 | 0 | 0
22 | DT | Smart DT Meter removal along with Meter Box and connection for CT / PT (For energy auditing of DTs) | Removal of Smart DT meters along with ring type CTs of various ratings, Meter Box, and associated accessories on LT side of transformers and return to Store Ensuring proper closure of notifications in Mobile App.. | EA |  | 15 |  | 0 | 0 | 0 | 15 |  | 0 | 0 | 0 | 0
23 | DT | Smart DT Meter installation without Meter Box and connection for CT / PT (For energy auditing of DTs) | Installation of Smart DT meters of all ratings,inside existing panel with accessories and Ensuring proper closure of notifications in Mobile App.. | EA |  | 30 |  | 0 | 0 | 0 | 30 |  | 0 | 0 | 0 | 0
24 | LT CT /DT | LTCT Meter with box Installation - All rating. | Installation of new LTCT meters with complete grouting, commissioning, supply of 8 Nos lugs and its crimping, energisation, communication of Meter and its allied accessories and seal installation with LTCT Meter box of all rating and Ensuring proper closure of notifications in Mobile App. | EA |  | 64 |  | 0 | 0 | 0 | 64 |  | 0 | 0 | 0 | 0
25 | LT CT /DT | LTCT Meter with box Removal - All Rating | Removal of any LTCT meters from site with de-energisation, Meter, modem and its allied accessories with meter box and Ensuring proper closure of notifications in Mobile App. | EA |  | 14 |  | 0 | 0 | 0 | 14 |  | 0 | 0 | 0 | 0
26 | LT CT/ DT | Meter Replacement - LTCT Meter Only | Removal of old meter and Replacement with new LTCT meter/ LTCT Smart meter of any rating without change in box ensuring proper closure of notification in MMG App. | EA |  | 7 |  | 0 | 0 | 0 | 7 |  | 0 | 0 | 0 | 0
27 | LTCT/DT | Installation of 4C*50/4C*95 sq mm armoured service cable, O/H or U/G (Length up to 30M) | Stringing, sagging of armoured service cable size 4CX 50 sq mm with length upto 30m including installation of saddle, fastener for support and connection at pole / LT network with thimble. (Saddles and Fastners are to be supplied by BA) and Ensuring proper closure of notifications in Mobile App. | EA |  | 5.6 |  | 0 | 0 | 0 | 5.6 |  | 0 | 0 | 0 | 0
28 | LTCT/DT | Installation of 4C*150 / 4C X 300 sq mm armoured service cable, O/H or U/G (Length up to 30M) | Stringing, sagging of armoured service cable size 4CX 95 sq mm / 4C X 150 sq mm with length upto 30m including installation of saddle, fastener for support and connection at pole / LT network with thimble. (Saddles and Fastners are to be supplied by BA) and Ensuring proper closure of notifications in Mobile App. | EA |  | 2.8 |  | 0 | 0 | 0 | 2.8 |  | 0 | 0 | 0 | 0
29 | LTCT/DT | Removal and dismentaling of 4C*50/4C*95 sq mm armoured power cable, O/H or U/G (Length up to 30M) | Removal and dismentaling of power cable of 4C*50/4C*95 sq mm armoured power cable, O/H or U/G (Length up to 30M) and keeping insafe custody to either re-use or return to scrap store / retun to consumer if it pertains to consumerand Ensuring proper closure of notifications in Mobile App. | EA |  | 2.8 |  | 0 | 0 | 0 | 2.8 |  | 0 | 0 | 0 | 0
30 | LTCT/DT | Removal and dismentaling of 4C*150 / 4C X 300 sq mm armoured power cable, O/H or U/G (Length up to 30M) | Removal and dismentaling of power cable of 4C*150 / 4C X 300 sq mm armoured power cable, O/H or U/G (Length up to 30M) and keeping insafe custody to either re-use or return to scrap store / retun to consumer if it pertains to consumer and Ensuring proper closure of notifications in Mobile App. | EA |  | 1 |  | 0 | 0 | 0 | 1 |  | 0 | 0 | 0 | 0
31 | LTCT/DT | Minor Fault rectification in CT Meter pertaining to termination/LT Cable. | Fault rectification includes termination (thimble / socket crimping, gland change, cable lead extention crimping and tightening) includes cable dressing/Minor reworking in CT Meter termination and Ensuring proper closure of notifications in Mobile App. | EA |  | 19 |  | 0 | 0 | 0 | 19 |  | 0 | 0 | 0 | 0
32 | HT | Meter Replacement - HT Meter Only | Removal of old meter and replacement of any HT Smart energy meter along with modem and its termination from Metering cubicle / CTPT unit ensuring proper closure of notifications in Mobile App. | EA |  | 12 |  | 0 | 0 | 0 | 12 |  | 0 | 0 | 0 | 0
33 | HT | Meter Installation - HT Meter Only | Installation of HT Smart energy meter along its termination in Metering cubicle / CTPT unit and Ensuring proper closure of notifications in Mobile App. | EA |  | 10 |  | 0 | 0 | 0 | 10 |  | 0 | 0 | 0 | 0
34 | HT | Meter Removal HT Meter Only | Removal of Utility owned removed HT energy meter from site and return of old removed utility owned meters to MMG store Ensuring proper closure of notifications in Mobile App. | EA |  | 6 |  | 0 | 0 | 0 | 6 |  | 0 | 0 | 0 | 0
35 | HT | CTPT Installation - 11KV | Installation, comissioning and energisation in all respect of 11 KV outdoor Metering CTPT unit including control cable laying at desired height with help of crane. This includes transportation from Store to Site upto 50Km and Ensuring proper closure of notifications in Mobile App. | EA |  | 4 |  | 0 | 0 | 0 | 4 |  | 0 | 0 | 0 | 0
36 | HT | CTPT Installation - 33KV | Installation, comissioning and energisation in all respect of 33 KV outdoor Metering CTPT unit including control cable laying at desired height with help of crane. This includes transportation from Store to Site upto 50Km and Ensuring proper closure of notifications in Mobile App. | EA |  | 2 |  | 0 | 0 | 0 | 2 |  | 0 | 0 | 0 | 0
37 | HT | CTPT Removal- 11KV / 33KV | De-energisation and complete Dismantling in all respect of HT metering out door CTPT unit with or without meter along with all accessories. This includes transportation of Removed Metering material is to be returned back to Warranty/Scrap store and Ensuring proper closure of notifications in Mobile App. | EA |  | 6 |  | 0 | 0 | 0 | 6 |  | 0 | 0 | 0 | 0
38 | HT | Replacement / Shifitng of control cable/ Control Cable Pipe for HTCT meters. | Replacement of control cable pipe , control cable and allied accessories including all connections with meter and Metering unit. This includes to & fro transportation, commissioning and energisation in all respect. This includes transportation from Store to Site upto 50Km and Ensuring proper closure of notifications in Mobile App. | EA |  | 6 |  | 0 | 0 | 0 | 6 |  | 0 | 0 | 0 | 0
39 | HT | Comissioning of 11 or 33 KV Metering Cubicle (Excluding Civil work) | Comissioning and energising of 11 or 33 KV Outdoor/ indoor metering cublicle along with all accessories in all respect. This includes transportation from store to site upto 50KM and Ensuring proper closure of notifications in Mobile App. | EA |  | 6 |  | 0 | 0 | 0 | 6 |  | 0 | 0 | 0 | 0
40 | HT | Removal of 11 or 33 KV Metering Cubicle | de-energisation and complete Dismantling in all respect of 11 or 33 KV Outdoor/ indoor burnt/ defective metering cublicle . This includes transportation from site to store upto 50KM and Ensuring proper closure of notifications in Mobile App. | EA |  | 1 |  | 0 | 0 | 0 | 1 |  | 0 | 0 | 0 | 0
41 | Protocol Punching | Punching of Protocols in SAP for activities not mapped in MMG App. | Complete updation and closure of notification in SAP. This includes only activities are not mapped in MMG App. | EA |  | 4917 |  | 0 | 0 | 0 | 3380 |  | 0 | 0 | 0 | 0
42 | SP-Testing | Single Phase Meter Accuracy test at site with Accucheck | Single Phase Testing with RSS at site load condition of consumer. This includes proper verification of Meter body, all seals and replacement of seals along with PVR and updation in MMG App. | EA |  | 1398 |  | 0 | 0 | 0 | 1398 |  | 0 | 0 | 0 | 0
43 | PP - Testing | Three Phase Whole CurrentMeter Accuracy test at site with Accucheck | Three Phase WC meter Testing with RSS at site load condition of consumer. This includes proper verification of Meter body, all seals and replacement of seals along with PVR Ensuring proper closure of notifications in Mobile App. | EA |  | 175 |  | 0 | 0 | 0 | 175 |  | 0 | 0 | 0 | 0
44 | LTCT - Testing | LT CT Meter Accuracy test at site with Accucheck | LTCT Meter Testing with RSS at site load condition of consumer. This includes proper verification of Meter body, all seals and replacement of seals along with PVR Ensuring proper closure of notifications in Mobile App. | EA |  | 88 |  | 0 | 0 | 0 | 88 |  | 0 | 0 | 0 | 0
45 | HT CT Testing | Meter Accuracy test at site (HTCT) | HTCT Meter Testing with RSS at site load condition of consumer. This includes proper verification of Meter body, all seals and replacement of seals along with PVR Ensuring proper closure of notifications in Mobile App. | EA |  | 117 |  | 0 | 0 | 0 | 117 |  | 0 | 0 | 0 | 0
46 | HT CT Testing | CT PT unit Testing | Testing of 11 KV / 33 KV HT CT Metering unit/ Metering Cubicle of at various loads of consumer ensuring proper shutdown. This includes proper verification of Meter body, all seals and replacement of seals along with PVR Ensuring proper closure of notifications in Mobile App.. | EA |  | 35 |  | 0 | 0 | 0 | 35 |  | 0 | 0 | 0 | 0
47 | SP/PP/DT/LTCT/HT | Prefabricated GI Structure (Supply Item)/ kg | Prefabricated / GI structural angle/ channel/flats of different sizes, as per the site requirement | Kg |  | 960 |  | 0 | 0 | 0 | 960 |  | 0 | 0 | 0 | 0
48 | DD | Manual Meter Reading | Taking manual reading parameters from meter display, providing remarks with photographs where data can not be downloaded for reason not attributable to BA | EA |  | 8 |  | 0 | 0 | 0 | 8 |  | 0 | 0 | 0 | 0
49 | DD | Data downloading of meters | Data downloading of any meter through CMRI/ Mobile Application and submission to EIC | EA |  | 8 |  | 0 | 0 | 0 | 8 |  | 0 | 0 | 0 | 0
50 | FSE | FSE- New Connection / Pre-inspection / Attribute Change / Site Verification/ attending CR cases. | Site verification of New Connection / Pre-inspection / Attribute Change / attending CR cases and submission of SVR at respective division office Ensuring proper updatioin of notifications in Mobile App.. | EA |  | 4917 |  | 0 | 0 | 0 | 3380 |  | 0 | 0 | 0 | 0
51 | SP | Mechanical meter replacement | This includes removal of old meters, installation of new meter with box, connection of I/C and O/G cable to meter terminal , communication checking and Ensuring proper closure of notifications in Mobile App. | EA |  | 4381 |  | 0 | 0 | 0 | 1095 |  | 0 | 0 | 0 | 0
52 | TS | NIC / Modem Troubleshooting with TAB/ Laptop / Anyother device | Successful TS of non communicating smart meters through replacement of NIC/SIM with accessories.Includes replacement of accessories required for establishing communication (e.g., SIM, NIC, etc). Ensuring proper closure of notifications in Mobile App & SAP by the KPO. This includs Checking and validating communication status through the designated mobile application. | EA |  | 13200 |  | 0 | 0 | 0 | 13200 |  | 0 | 0 | 0 | 0
53 | Incentive-LT | Theft referral incentive | Providing incentive of Rs 1000 for each theft reporting case in case of Single Phase Consumer. Incentive for theft reporting by BA employees for which case is booked by enforcement post reporting. These cases are to be reported in MMG App with proper proof and to be certified by EIC. | EA |  | 164 |  | 0 | 0 | 0 | 113 |  | 0 | 0 | 0 | 0
54 | Incentive-WC | Theft referral incentive | Providing incentive of Rs 5000 for each theft reporting case in case of Three Phase WC Consumer. Incentive for theft reporting by BA employees for which case is booked by enforcement post reporting. These cases are to be reported in MMG App with proper proof and to be certified by EIC. | EA |  | 3 |  | 0 | 0 | 0 | 3 |  | 0 | 0 | 0 | 0
55 | Incentive-CT | Theft referral incentive | Providing incentive of Rs 7000 for each theft reporting case in case of Three Phase LTCT/HT Consumer. Incentive for theft reporting by BA employees for which case is booked by enforcement post reporting. These cases are to be reported in MMG App with proper proof and to be certified by EIC. | EA |  | 1 |  | 0 | 0 | 0 | 1 |  | 0 | 0 | 0 | 0
56 | Incentive-App | Incentive for achieving >=99% usage of MMG app | Incentive for achieving >=99% usage of MMG app for all the type of metering activities enabled for application usage from site itself on same day. This excludes consumers not enabled in MMG app. | EA |  | 1 |  | 0 | 0 | 0 | 1 |  | 0 | 0 | 0 | 0
57 | Incentive-App | Incentive for achieving >=97% upto 99%usage usage of MMG app | Incentive for achieving >=97% upto 99%usage of MMG app for all the type of metering activities enabled for application usage from site itself on same day. This excludes consumers not enabled in MMG app. | EA |  | 1 |  | 0 | 0 | 0 | 1 |  | 0 | 0 | 0 | 0
58 | Incentive-App | Incentive for achieving >=95% upto 97% usage usage of MMG app | Incentive for achieving >=95% upto 97% usage of MMG app for all the type of metering activities enabled for application usage from site itself on same day. This excludes consumers not enabled in MMG app. | EA |  | 1 |  | 0 | 0 | 0 | 1 |  | 0 | 0 | 0 | 0
59 | Incentive-Comm | Incentive for >=99% communication. | Incentive for achieving >=99% communication for all category of consumer taken together based on MIS floated from MMG HO. | EA |  | 1 |  | 0 | 0 | 0 | 1 |  | 0 | 0 | 0 | 0
60 | Incentive-Comm | Incentive for >=99% communication. | Incentive for achieving >=97% upto 99% communication for all category based on MIS floated from MMG HO. | EA |  | 1 |  | 0 | 0 | 0 | 1 |  | 0 | 0 | 0 | 0
61 | Incentive-Comm | Incentive for >=99% communication. | Incentive for achieving >=96% upto 97% communication for all category based on MIS floated from MMG HO. | EA |  | 1 |  | 0 | 0 | 0 | 1 |  | 0 | 0 | 0 | 0
62 | Vehicle-Light | Transportation charges per KM beyond 50 KM for all metering materials for movement to site through LMV. | Rate for transportation for additional travel per Km beyond 50 KM for meter/ metering accessories where in light motor vehicle (Pickup/ TATA Magic/ Equivalent vehicle is required) from site to store. This is to be limited to 500 KM per month. Approval of HoD to be taken for addational KM. | Km |  | 6000 |  | 0 | 0 | 0 | 6000 |  | 0 | 0 | 0 | 0
63 | Vehicle-Heavy | Transportation charges per KM beyond 50 KM for all metering materials for movement to site through HMV. | Rate for transportation for additional travel per Km beyond 50 KM for meter/ metering accessories where in Heavy motor vehicle is required from site to store. This is to be limited to 300 KM per month. Approval of HoD to be taken for addational KM. | Km |  | 3600 |  | 0 | 0 | 0 | 3600 |  | 0 | 0 | 0 | 0
64 | Vehicle | Vehicle for site verification, safety and quality inspection by single phase and three phase team | One vehicle ( Preferbly Non A/C Bolero) at each MMG-Division will be provided by concerned BA along with driver on fixed term on monthly basis which for site verification, safety and quality inspection by single phase and three phase team. This will be limiting to 3000 Km per month. | EA |  | 1 |  | 0 | 0 | 0 | 1 |  | 0 | 0 | 0 | 0
65 | Vehicle-BBSR Lab | Vehicle for meter to and from movement from store to BBSR Lab and return. | Vehicle (Mini Truck/ Pickup/ TATA Magic) for material inspection at MMG lab. This includes per trip to and fro movement of material from store ( Choudwar Store) to MMG lab at Cuttack and return. | EA |  |  |  | 0 | 0 | 0 |  |  | 0 | 0 | 0 | 0
66 | Vehicle-CTC Lab | Vehicle for meter to and from movement from store to CTC Lab and return. | Vehicle (Mini Truck/ Pickup/ TATA Magic) for material inspection at MMG lab. This includes per trip to and fro movement of material from store ( Bhubaneswar Store) to MMG lab at Bhubaneswar and return. | EA |  |  |  | 0 | 0 | 0 |  |  | 0 | 0 | 0 | 0
67 | Vehicle- Light | Vehicle for material transporting from Central Store to MMG division per trip. | Vehicle (Mini Truck/ Pickup/ TATA Magic) for material transporting from Central Store to MMG division. This includes loading, unloading & transportaion from Central Store to MMG division store. This can be claimed by BA limiting twice per month. | EA |  | 24 |  | 0 | 0 | 0 | 24 |  | 0 | 0 | 0 | 0
68 | Vehicle- Heavy | Vehicle for material transporting from Central Store to MMG division per trip. | Vehicle ((Mini Truck/ Pickup/ TATA Magic) for material transporting from Central Store to MMG division. This includes loading, unloading & transportaion from Central Store to MMG division store. This can be claimed by BA limiting once per month. | EA |  | 12 |  | 0 | 0 | 0 | 12 |  | 0 | 0 | 0 | 0
69 | Safety officer | Safety officer one per Division | Diploma in Electrical Safety with two years of expriences. Safety office shall be posted at division level and report to EIC and shall be responsible for safety related to safety at respective divisions. | EA |  | 1 |  | 0 | 0 | 0 | 1 |  | 0 | 0 | 0 | 0
70 | Circle Coordinator | Circle Coordinator | Any Graduate with three years experience (conversant with excel sheet & should be able to prepare reports & do quality. 1no. Each attached to MRT HODs posted at BBSR, Cuttack, Khurda, Dhenkanal, Paradip- 5nos to carryout different MMG activity at circle level. | EA |  | 1 |  | 0 | 0 | 0 | 1 |  | 0 | 0 | 0 | 0
71 | Divisional Coordinator | Divisional Coordinator | Graduate (conversant with excel sheet & should be able to prepare reports & do quality ). 1 for each Division reporting to HoG-3 Phase/ TL to assist them with day to day activity of MMG at Division level. | EA |  | 1 |  | 0 | 0 | 0 | 1 |  | 0 | 0 | 0 | 0
72 | Lineman | Addational Lineman for three phase team | ITI (Electrical), having ELBO-HT/MV license as per working voltage and preferably 2 years of relevant experience. Additional lineman with MV license may be provided to existing team on the authorization of HoD- 3 Phase as per site requirement and to be claimed as separate line item. Ref Clause- 5.2 (b) of Tender. | EA |  | 1 |  | 0 | 0 | 0 | 1 |  | 0 | 0 | 0 | 0
73 | Helper | Addational Helper for 3 Phase team and at MMG lab | 10th pass minimum . Additional helper may be provided to existing team on the authorization of HoD- 3 Phase as per site requirement and at Lab, Bhubaneswar (3) and cuttack(2). Same to be claimed as separate line item. Ref Clause- 5.2 (c) of Tender. | EA |  | 1 |  | 0 | 0 | 0 | 1 |  | 0 | 0 | 0 | 0
74 | Technician | Lab Technician | ITI (Electrical), with two years relevant experience.To be posted at Lab, Bhubaneswar (3) and cuttack(2) | EA |  |  |  | 0 | 0 | 0 |  |  | 0 | 0 | 0 | 0
Total All inlc value | [9 empty] | 0 |  |  |  |  | 0 | 0

## KED-2
Schedule of items KED-2
[7 empty] | Prices for Year 1 |  |  |  | Prices for Year 2 |  |  |  |  | Grand Total
Sr. No. | Activity Type | Item Short Description | Long Service Description | UOM | SAC CODE | Qty | Unit Rate (Rs.) | Appl. Taxes & Duties | All Inclusive Unit Rate (Rs.) | Total All Inclusive Value for Year-1 (Rs.) | Quantity | Unit Rate (Rs.) | Appl. Taxes & Duties | All Inclusive Unit Rate (Rs.) | Total All Inclusive Value for Year-2 (Rs.) | Prices for Year 1 + Year 2 (Rs. )
[6 empty] | A | B | C | D = B + C | E = A x D | F | G | H | I = G + H | J = F x I | K = E + J
1 | SP | Meter Replacement - SP | Removal of old meter, Installation of 1 phase energy meter with / without meter box in existing meter box / Panel with cable gland, M-seal along with accessories. This includes connection of I/C and O/G cable to meter terminal and Ensuring proper closure of notifications in Mobile App. This includes transportation of removed materials to MMG store. Transportation cost of utility owned meters to Central store will be claimed in separate line item. | EA |  | 16820 |  | 0 | 0 | 0 | 10885 |  | 0 | 0 | 0 | 0
2 | SP | Meter Shifting - SP | Shifting of existing Meters from one place to other within same premises preferably to outside and Ensuring proper closure of notifications in Mobile App. This excludes cable replcement | EA |  | 250 |  | 0 | 0 | 0 | 250 |  | 0 | 0 | 0 | 0
3 | SP | Meter Installation- SP Solar Generation | Installation of 1 phase energy meter for Solar Generation with with cable gland, M-seal along with accessories and Ensuring proper closure of notifications in Mobile App.. This includes connection of O/G cable of consumer to the meter terminal. | EA |  | 120 |  | 0 | 0 | 0 | 120 |  | 0 | 0 | 0 | 0
4 | SP | Meter Installation- SP NSC with Cable | Providing NSC with Meter and cable upto 2C * 10 sq mm Cable Installation providing 'O' shaped quick link, Jublee Clips / Wall corner Clamp and piercing connectors where connection is to be given in AB cable and Ensuring proper closure of notifications in Mobile App. | Ea |  | 2248 |  | 0 | 0 | 0 | 2248 |  | 0 | 0 | 0 | 0
5 | SP | Meter Installation- SP NSC without Cable | Providing NSC meter with / without meter box in existing meter box / Panel with cable gland, M-seal along with accessories providing 'O' shapped quick link, Jublee Clips / Wall corner Clamp and piercing connectors. This includes connection of I/C and O/G cable to meter terminal and Ensuring proper closure of notifications in Mobile App.. | EA |  | 562 |  | 0 | 0 | 0 | 562 |  | 0 | 0 | 0 | 0
6 | SP | Meter Removal SP-PDC | Permanent disconnection of SP consumer with removal of utility/ consumer owned meter with box and Ensuring proper closure of notifications in Mobile App. This includes transportation of removed materials to MMG store. Transportation cost of utility owned meters to Central store will be claimed in separate line item. | EA |  | 1930 |  | 0 | 0 | 0 | 1930 |  | 0 | 0 | 0 | 0
7 | SP | Cable Replacement- SP upto 2CX 10 sq mm | Stringing of armoured service cable upto 2CX 10 sq mm with length upto 30 m including installation of saddle, fastener for support and connection at pole / LT network with thimble / AB piercing connectors of required size and Ensuring proper closure of notifications in Mobile App. This will include supply and installation of 'O' shapped quick link, Jublee Clips / Wall corner Clamp and piercing connectors where connection is to be given in AB cable. This cost includes removal of old cable and keeping insafe custody to either re-use or return to scrap store / retun to consumer if it pertains to consumer . | EA |  | 420 |  | 0 | 0 | 0 | 420 |  | 0 | 0 | 0 | 0
8 | SP | Service Cable Removal -SP -PDC upto 2CX 10 sq mm | Removal of service cable of any size used for single Phase connections for permanent disconnection from pole/ LT Network and keeping insafe custody to either re-use or return to scrap store / retun to consumer if it pertains to consumer and Ensuring proper closure of notifications in Mobile App. | EA |  | 5050 |  | 0 | 0 | 0 | 3270 |  | 0 | 0 | 0 | 0
9 | SP / PP | Installation of LT Service/ Distribution Box Installation | Installation of LT Service/ Distribution Box Installation on pole along with supply of fastners / on pole with steel strap and buckles / piercing connect where LT mains in ABC at standard height. This will include supply and installation of 'O' shapped quick link, Jublee Clips / Wall corner Clamp and piercing connectors and other accessories and Ensuring proper closure of notifications in Mobile App. | EA |  | 1800 |  | 0 | 0 | 0 | 1800 |  | 0 | 0 | 0 | 0
10 | SP / PP | Removal of LT Service/ Distribution Box Installation | Removal of any type of bus bar box / distribution box from wall / from pole along with steel strap and buckles.This will include keeping insafe custody to either re-use or return to scrap store and updation in MMG App. | EA |  | 180 |  | 0 | 0 | 0 | 180 |  | 0 | 0 | 0 | 0
11 | SP | Meter transport - SP | Transport of meter to warranty/ Scrap store after devaluation of any single phase meter with / without meter box in case of permanent DC and replacement of Utility owned meters. | EA |  | 8410 |  | 0 | 0 | 0 | 5443 |  | 0 | 0 | 0 | 0
12 | PP | Meter Replacement - PP | Installation of 3 phase WC energy meter with / without meter box in existing meter box / Panel with cable gland, M-seal along with accessories. This includes connection of I/C and O/G cable to meter terminal and removal of old meters along with updation in MMG App. This includes transportation of removed materials to MMG store. Transportation cost of utility owned meters to Central store will be claimed in separate line item. | EA |  | 83 |  | 0 | 0 | 0 | 88 |  | 0 | 0 | 0 | 0
13 | PP | Meter Shifting - PP | Shifting of existing Meters from one place to other within same premises preferably to outside and Ensuring proper closure of notifications in Mobile App.. This excludes cable replcement | EA |  | 6 |  | 0 | 0 | 0 | 6 |  | 0 | 0 | 0 | 0
14 | PP | Meter Installation- PP Solar Generation | Installation of 3 phase WC energy meter for Solar Generation with with cable gland, M-seal along with accessories and Ensuring proper closure of notifications in Mobile App. This includes connection of O/G cable of consumer to the meter terminal. | EA |  | 19 |  | 0 | 0 | 0 | 19 |  | 0 | 0 | 0 | 0
15 | PP | Meter Installation- PP NSC with Cable | Providing NSC with Meter and cable upto 4C * 25 sq mm Cable Installation andand Ensuring proper closure of notifications in Mobile App. This includes providing 'O' shapped quick link, Jublee Clips / Wall corner Clamp and piercing connectors where connection is to be given in AB cable. | EA |  | 150.4 |  | 0 | 0 | 0 | 150.4 |  | 0 | 0 | 0 | 0
16 | PP | Meter Installation- PP NSC without Cable | Providing NSC meter with / without meter box in existing meter box / Panel with cable gland, M-seal along with accessories and Ensuring proper closure of notifications in Mobile App. This includes providing 'O' shapped quick link, Jublee Clips / Wall corner Clamp and piercing connectors. This includes connection of I/C and O/G cable to meter terminal. | EA |  | 37.6 |  | 0 | 0 | 0 | 37.6 |  | 0 | 0 | 0 | 0
17 | PP | Meter transport- PP | Transport of meter to warranty/ Scrap store preparing proper devaluation of any three phase meter with / without meter box in case of permanent DC and replacement of Utility owned meters. | EA |  | 102 |  | 0 | 0 | 0 | 107 |  | 0 | 0 | 0 | 0
18 | PP | Meter Removal PP-PDC | Permanent disconnection of 3 Phase WC consumer with removal of utility/ consumer owned meter with box and Ensuring proper closure of notifications in Mobile App. This includes transportation of removed materials to MMG store. Transportation cost of utility owned meters to Central store will be claimed in separate line item. | EA |  | 19 |  | 0 | 0 | 0 | 19 |  | 0 | 0 | 0 | 0
19 | PP | Cable Replacement- PP upto 4CX 35 sq mm | Removal of old cable of any size, stringing of new armoured service cable upto 4CX 35 sq mm with length upto 30 m including installation of saddle, fastener for support and connection at pole / LT network with thimble / AB piercing connectors of required size and Ensuring proper closure of notifications in Mobile App. This will include supply and installation of 'O' shapped quick link, Jublee Clips / Wall corner Clamp and piercing connectors where connection is to be given in AB cable. This cost includes removal of old cable and keeping insafe custody to either re-use or return to scrap store / retun to consumer if it pertains to consumerand updation in MMG App. | EA |  | 25 |  | 0 | 0 | 0 | 25 |  | 0 | 0 | 0 | 0
20 | PP | Service Cable Removal of upto 4CX35 sqmm cable | Removal of service cable upto 4C X 35 sq mm size for DC/PDC consumer used for Poly Phase Whole Current connections from pole/ LT Network and Ensuring proper closure of notifications in Mobile App. This includes returing it back to scrap store if not utilised again . | EA |  | 19 |  | 0 | 0 | 0 | 19 |  | 0 | 0 | 0 | 0
21 | DT | Smart DT Meter installation along with Meter Box and connection for CT / PT (For energy auditing of DTs) | Installation of Smart DT meters along with ring type CTs of various ratings, Meter Box, and associated accessories on LT side of transformers and Ensuring proper closure of notifications in Mobile App. This activity excludes handling work at tranformer LT side. | EA |  | 290 |  | 0 | 0 | 0 | 290 |  | 0 | 0 | 0 | 0
22 | DT | Smart DT Meter removal along with Meter Box and connection for CT / PT (For energy auditing of DTs) | Removal of Smart DT meters along with ring type CTs of various ratings, Meter Box, and associated accessories on LT side of transformers and return to Store Ensuring proper closure of notifications in Mobile App.. | EA |  | 29 |  | 0 | 0 | 0 | 29 |  | 0 | 0 | 0 | 0
23 | DT | Smart DT Meter installation without Meter Box and connection for CT / PT (For energy auditing of DTs) | Installation of Smart DT meters of all ratings,inside existing panel with accessories and Ensuring proper closure of notifications in Mobile App.. | EA |  | 58 |  | 0 | 0 | 0 | 58 |  | 0 | 0 | 0 | 0
24 | LT CT /DT | LTCT Meter with box Installation - All rating. | Installation of new LTCT meters with complete grouting, commissioning, supply of 8 Nos lugs and its crimping, energisation, communication of Meter and its allied accessories and seal installation with LTCT Meter box of all rating and Ensuring proper closure of notifications in Mobile App. | EA |  | 25 |  | 0 | 0 | 0 | 25 |  | 0 | 0 | 0 | 0
25 | LT CT /DT | LTCT Meter with box Removal - All Rating | Removal of any LTCT meters from site with de-energisation, Meter, modem and its allied accessories with meter box and Ensuring proper closure of notifications in Mobile App. | EA |  | 5 |  | 0 | 0 | 0 | 5 |  | 0 | 0 | 0 | 0
26 | LT CT/ DT | Meter Replacement - LTCT Meter Only | Removal of old meter and Replacement with new LTCT meter/ LTCT Smart meter of any rating without change in box ensuring proper closure of notification in MMG App. | EA |  | 3 |  | 0 | 0 | 0 | 3 |  | 0 | 0 | 0 | 0
27 | LTCT/DT | Installation of 4C*50/4C*95 sq mm armoured service cable, O/H or U/G (Length up to 30M) | Stringing, sagging of armoured service cable size 4CX 50 sq mm with length upto 30m including installation of saddle, fastener for support and connection at pole / LT network with thimble. (Saddles and Fastners are to be supplied by BA) and Ensuring proper closure of notifications in Mobile App. | EA |  | 2 |  | 0 | 0 | 0 | 2 |  | 0 | 0 | 0 | 0
28 | LTCT/DT | Installation of 4C*150 / 4C X 300 sq mm armoured service cable, O/H or U/G (Length up to 30M) | Stringing, sagging of armoured service cable size 4CX 95 sq mm / 4C X 150 sq mm with length upto 30m including installation of saddle, fastener for support and connection at pole / LT network with thimble. (Saddles and Fastners are to be supplied by BA) and Ensuring proper closure of notifications in Mobile App. | EA |  | 1 |  | 0 | 0 | 0 | 1 |  | 0 | 0 | 0 | 0
29 | LTCT/DT | Removal and dismentaling of 4C*50/4C*95 sq mm armoured power cable, O/H or U/G (Length up to 30M) | Removal and dismentaling of power cable of 4C*50/4C*95 sq mm armoured power cable, O/H or U/G (Length up to 30M) and keeping insafe custody to either re-use or return to scrap store / retun to consumer if it pertains to consumerand Ensuring proper closure of notifications in Mobile App. | EA |  | 1 |  | 0 | 0 | 0 | 1 |  | 0 | 0 | 0 | 0
30 | LTCT/DT | Removal and dismentaling of 4C*150 / 4C X 300 sq mm armoured power cable, O/H or U/G (Length up to 30M) | Removal and dismentaling of power cable of 4C*150 / 4C X 300 sq mm armoured power cable, O/H or U/G (Length up to 30M) and keeping insafe custody to either re-use or return to scrap store / retun to consumer if it pertains to consumer and Ensuring proper closure of notifications in Mobile App. | EA |  | 1 |  | 0 | 0 | 0 | 1 |  | 0 | 0 | 0 | 0
31 | LTCT/DT | Minor Fault rectification in CT Meter pertaining to termination/LT Cable. | Fault rectification includes termination (thimble / socket crimping, gland change, cable lead extention crimping and tightening) includes cable dressing/Minor reworking in CT Meter termination and Ensuring proper closure of notifications in Mobile App. | EA |  | 8 |  | 0 | 0 | 0 | 8 |  | 0 | 0 | 0 | 0
32 | HT | Meter Replacement - HT Meter Only | Removal of old meter and replacement of any HT Smart energy meter along with modem and its termination from Metering cubicle / CTPT unit ensuring proper closure of notifications in Mobile App. | EA |  | 1 |  | 0 | 0 | 0 | 1 |  | 0 | 0 | 0 | 0
33 | HT | Meter Installation - HT Meter Only | Installation of HT Smart energy meter along its termination in Metering cubicle / CTPT unit and Ensuring proper closure of notifications in Mobile App. | EA |  | 3 |  | 0 | 0 | 0 | 3 |  | 0 | 0 | 0 | 0
34 | HT | Meter Removal HT Meter Only | Removal of Utility owned removed HT energy meter from site and return of old removed utility owned meters to MMG store Ensuring proper closure of notifications in Mobile App. | EA |  | 1 |  | 0 | 0 | 0 | 1 |  | 0 | 0 | 0 | 0
35 | HT | CTPT Installation - 11KV | Installation, comissioning and energisation in all respect of 11 KV outdoor Metering CTPT unit including control cable laying at desired height with help of crane. This includes transportation from Store to Site upto 50Km and Ensuring proper closure of notifications in Mobile App. | EA |  | 0 |  | 0 | 0 | 0 | 0 |  | 0 | 0 | 0 | 0
36 | HT | CTPT Installation - 33KV | Installation, comissioning and energisation in all respect of 33 KV outdoor Metering CTPT unit including control cable laying at desired height with help of crane. This includes transportation from Store to Site upto 50Km and Ensuring proper closure of notifications in Mobile App. | EA |  | 0 |  | 0 | 0 | 0 | 0 |  | 0 | 0 | 0 | 0
37 | HT | CTPT Removal- 11KV / 33KV | De-energisation and complete Dismantling in all respect of HT metering out door CTPT unit with or without meter along with all accessories. This includes transportation of Removed Metering material is to be returned back to Warranty/Scrap store and Ensuring proper closure of notifications in Mobile App. | EA |  | 0 |  | 0 | 0 | 0 | 0 |  | 0 | 0 | 0 | 0
38 | HT | Replacement / Shifitng of control cable/ Control Cable Pipe for HTCT meters. | Replacement of control cable pipe , control cable and allied accessories including all connections with meter and Metering unit. This includes to & fro transportation, commissioning and energisation in all respect. This includes transportation from Store to Site upto 50Km and Ensuring proper closure of notifications in Mobile App. | EA |  | 0 |  | 0 | 0 | 0 | 0 |  | 0 | 0 | 0 | 0
39 | HT | Comissioning of 11 or 33 KV Metering Cubicle (Excluding Civil work) | Comissioning and energising of 11 or 33 KV Outdoor/ indoor metering cublicle along with all accessories in all respect. This includes transportation from store to site upto 50KM and Ensuring proper closure of notifications in Mobile App. | EA |  | 2 |  | 0 | 0 | 0 | 2 |  | 0 | 0 | 0 | 0
40 | HT | Removal of 11 or 33 KV Metering Cubicle | de-energisation and complete Dismantling in all respect of 11 or 33 KV Outdoor/ indoor burnt/ defective metering cublicle . This includes transportation from site to store upto 50KM and Ensuring proper closure of notifications in Mobile App. | EA |  | 0 |  | 0 | 0 | 0 | 0 |  | 0 | 0 | 0 | 0
41 | Protocol Punching | Punching of Protocols in SAP for activities not mapped in MMG App. | Complete updation and closure of notification in SAP. This includes only activities are not mapped in MMG App. | EA |  | 2523 |  | 0 | 0 | 0 | 1633 |  | 0 | 0 | 0 | 0
42 | SP-Testing | Single Phase Meter Accuracy test at site with Accucheck | Single Phase Testing with RSS at site load condition of consumer. This includes proper verification of Meter body, all seals and replacement of seals along with PVR and updation in MMG App. | EA |  | 450 |  | 0 | 0 | 0 | 450 |  | 0 | 0 | 0 | 0
43 | PP - Testing | Three Phase Whole CurrentMeter Accuracy test at site with Accucheck | Three Phase WC meter Testing with RSS at site load condition of consumer. This includes proper verification of Meter body, all seals and replacement of seals along with PVR Ensuring proper closure of notifications in Mobile App. | EA |  | 88 |  | 0 | 0 | 0 | 88 |  | 0 | 0 | 0 | 0
44 | LTCT - Testing | LT CT Meter Accuracy test at site with Accucheck | LTCT Meter Testing with RSS at site load condition of consumer. This includes proper verification of Meter body, all seals and replacement of seals along with PVR Ensuring proper closure of notifications in Mobile App. | EA |  | 21 |  | 0 | 0 | 0 | 21 |  | 0 | 0 | 0 | 0
45 | HT CT Testing | Meter Accuracy test at site (HTCT) | HTCT Meter Testing with RSS at site load condition of consumer. This includes proper verification of Meter body, all seals and replacement of seals along with PVR Ensuring proper closure of notifications in Mobile App. | EA |  | 13 |  | 0 | 0 | 0 | 13 |  | 0 | 0 | 0 | 0
46 | HT CT Testing | CT PT unit Testing | Testing of 11 KV / 33 KV HT CT Metering unit/ Metering Cubicle of at various loads of consumer ensuring proper shutdown. This includes proper verification of Meter body, all seals and replacement of seals along with PVR Ensuring proper closure of notifications in Mobile App.. | EA |  | 4 |  | 0 | 0 | 0 | 4 |  | 0 | 0 | 0 | 0
47 | SP/PP/DT/LTCT/HT | Prefabricated GI Structure (Supply Item)/ kg | Prefabricated / GI structural angle/ channel/flats of different sizes, as per the site requirement | Kg |  | 310 |  | 0 | 0 | 0 | 310 |  | 0 | 0 | 0 | 0
48 | DD | Manual Meter Reading | Taking manual reading parameters from meter display, providing remarks with photographs where data can not be downloaded for reason not attributable to BA | EA |  | 0 |  | 0 | 0 | 0 | 0 |  | 0 | 0 | 0 | 0
49 | DD | Data downloading of meters | Data downloading of any meter through CMRI/ Mobile Application and submission to EIC | EA |  | 0 |  | 0 | 0 | 0 | 0 |  | 0 | 0 | 0 | 0
50 | FSE | FSE- New Connection / Pre-inspection / Attribute Change / Site Verification/ attending CR cases. | Site verification of New Connection / Pre-inspection / Attribute Change / attending CR cases and submission of SVR at respective division office Ensuring proper updatioin of notifications in Mobile App.. | EA |  | 2523 |  | 0 | 0 | 0 | 1633 |  | 0 | 0 | 0 | 0
51 | SP | Mechanical meter replacement | This includes removal of old meters, installation of new meter with box, connection of I/C and O/G cable to meter terminal , communication checking and Ensuring proper closure of notifications in Mobile App. | EA |  | 992 |  | 0 | 0 | 0 | 248 |  | 0 | 0 | 0 | 0
52 | TS | NIC / Modem Troubleshooting with TAB/ Laptop / Anyother device | Successful TS of non communicating smart meters through replacement of NIC/SIM with accessories.Includes replacement of accessories required for establishing communication (e.g., SIM, NIC, etc). Ensuring proper closure of notifications in Mobile App & SAP by the KPO. This includs Checking and validating communication status through the designated mobile application. | EA |  | 3300 |  | 0 | 0 | 0 | 3300 |  | 0 | 0 | 0 | 0
53 | Incentive-LT | Theft referral incentive | Providing incentive of Rs 1000 for each theft reporting case in case of Single Phase Consumer. Incentive for theft reporting by BA employees for which case is booked by enforcement post reporting. These cases are to be reported in MMG App with proper proof and to be certified by EIC. | EA |  | 84 |  | 0 | 0 | 0 | 54 |  | 0 | 0 | 0 | 0
54 | Incentive-WC | Theft referral incentive | Providing incentive of Rs 5000 for each theft reporting case in case of Three Phase WC Consumer. Incentive for theft reporting by BA employees for which case is booked by enforcement post reporting. These cases are to be reported in MMG App with proper proof and to be certified by EIC. | EA |  | 1 |  | 0 | 0 | 0 | 1 |  | 0 | 0 | 0 | 0
55 | Incentive-CT | Theft referral incentive | Providing incentive of Rs 7000 for each theft reporting case in case of Three Phase LTCT/HT Consumer. Incentive for theft reporting by BA employees for which case is booked by enforcement post reporting. These cases are to be reported in MMG App with proper proof and to be certified by EIC. | EA |  | 0 |  | 0 | 0 | 0 | 0 |  | 0 | 0 | 0 | 0
56 | Incentive-App | Incentive for achieving >=99% usage of MMG app | Incentive for achieving >=99% usage of MMG app for all the type of metering activities enabled for application usage from site itself on same day. This excludes consumers not enabled in MMG app. | EA |  | 1 |  | 0 | 0 | 0 | 1 |  | 0 | 0 | 0 | 0
57 | Incentive-App | Incentive for achieving >=97% upto 99%usage usage of MMG app | Incentive for achieving >=97% upto 99%usage of MMG app for all the type of metering activities enabled for application usage from site itself on same day. This excludes consumers not enabled in MMG app. | EA |  | 1 |  | 0 | 0 | 0 | 1 |  | 0 | 0 | 0 | 0
58 | Incentive-App | Incentive for achieving >=95% upto 97% usage usage of MMG app | Incentive for achieving >=95% upto 97% usage of MMG app for all the type of metering activities enabled for application usage from site itself on same day. This excludes consumers not enabled in MMG app. | EA |  | 1 |  | 0 | 0 | 0 | 1 |  | 0 | 0 | 0 | 0
59 | Incentive-Comm | Incentive for >=99% communication. | Incentive for achieving >=99% communication for all category of consumer taken together based on MIS floated from MMG HO. | EA |  | 1 |  | 0 | 0 | 0 | 1 |  | 0 | 0 | 0 | 0
60 | Incentive-Comm | Incentive for >=99% communication. | Incentive for achieving >=97% upto 99% communication for all category based on MIS floated from MMG HO. | EA |  | 1 |  | 0 | 0 | 0 | 1 |  | 0 | 0 | 0 | 0
61 | Incentive-Comm | Incentive for >=99% communication. | Incentive for achieving >=96% upto 97% communication for all category based on MIS floated from MMG HO. | EA |  | 1 |  | 0 | 0 | 0 | 1 |  | 0 | 0 | 0 | 0
62 | Vehicle-Light | Transportation charges per KM beyond 50 KM for all metering materials for movement to site through LMV. | Rate for transportation for additional travel per Km beyond 50 KM for meter/ metering accessories where in light motor vehicle (Pickup/ TATA Magic/ Equivalent vehicle is required) from site to store. This is to be limited to 500 KM per month. Approval of HoD to be taken for addational KM. | Km |  | 6000 |  | 0 | 0 | 0 | 6000 |  | 0 | 0 | 0 | 0
63 | Vehicle-Heavy | Transportation charges per KM beyond 50 KM for all metering materials for movement to site through HMV. | Rate for transportation for additional travel per Km beyond 50 KM for meter/ metering accessories where in Heavy motor vehicle is required from site to store. This is to be limited to 300 KM per month. Approval of HoD to be taken for addational KM. | Km |  | 3600 |  | 0 | 0 | 0 | 3600 |  | 0 | 0 | 0 | 0
64 | Vehicle | Vehicle for site verification, safety and quality inspection by single phase and three phase team | One vehicle ( Preferbly Non A/C Bolero) at each MMG-Division will be provided by concerned BA along with driver on fixed term on monthly basis which for site verification, safety and quality inspection by single phase and three phase team. This will be limiting to 3000 Km per month. | EA |  | 1 |  | 0 | 0 | 0 | 1 |  | 0 | 0 | 0 | 0
65 | Vehicle-BBSR Lab | Vehicle for meter to and from movement from store to BBSR Lab and return. | Vehicle (Mini Truck/ Pickup/ TATA Magic) for material inspection at MMG lab. This includes per trip to and fro movement of material from store ( Choudwar Store) to MMG lab at Cuttack and return. | EA |  |  |  | 0 | 0 | 0 |  |  | 0 | 0 | 0 | 0
66 | Vehicle-CTC Lab | Vehicle for meter to and from movement from store to CTC Lab and return. | Vehicle (Mini Truck/ Pickup/ TATA Magic) for material inspection at MMG lab. This includes per trip to and fro movement of material from store ( Bhubaneswar Store) to MMG lab at Bhubaneswar and return. | EA |  |  |  | 0 | 0 | 0 |  |  | 0 | 0 | 0 | 0
67 | Vehicle- Light | Vehicle for material transporting from Central Store to MMG division per trip. | Vehicle (Mini Truck/ Pickup/ TATA Magic) for material transporting from Central Store to MMG division. This includes loading, unloading & transportaion from Central Store to MMG division store. This can be claimed by BA limiting twice per month. | EA |  | 24 |  | 0 | 0 | 0 | 24 |  | 0 | 0 | 0 | 0
68 | Vehicle- Heavy | Vehicle for material transporting from Central Store to MMG division per trip. | Vehicle ((Mini Truck/ Pickup/ TATA Magic) for material transporting from Central Store to MMG division. This includes loading, unloading & transportaion from Central Store to MMG division store. This can be claimed by BA limiting once per month. | EA |  | 12 |  | 0 | 0 | 0 | 12 |  | 0 | 0 | 0 | 0
69 | Safety officer | Safety officer one per Division | Diploma in Electrical Safety with two years of expriences. Safety office shall be posted at division level and report to EIC and shall be responsible for safety related to safety at respective divisions. | EA |  | 1 |  | 0 | 0 | 0 | 1 |  | 0 | 0 | 0 | 0
70 | Circle Coordinator | Circle Coordinator | Any Graduate with three years experience (conversant with excel sheet & should be able to prepare reports & do quality. 1no. Each attached to MRT HODs posted at BBSR, Cuttack, Khurda, Dhenkanal, Paradip- 5nos to carryout different MMG activity at circle level. | EA |  | 1 |  | 0 | 0 | 0 | 1 |  | 0 | 0 | 0 | 0
71 | Divisional Coordinator | Divisional Coordinator | Graduate (conversant with excel sheet & should be able to prepare reports & do quality ). 1 for each Division reporting to HoG-3 Phase/ TL to assist them with day to day activity of MMG at Division level. | EA |  | 1 |  | 0 | 0 | 0 | 1 |  | 0 | 0 | 0 | 0
72 | Lineman | Addational Lineman for three phase team | ITI (Electrical), having ELBO-HT/MV license as per working voltage and preferably 2 years of relevant experience. Additional lineman with MV license may be provided to existing team on the authorization of HoD- 3 Phase as per site requirement and to be claimed as separate line item. Ref Clause- 5.2 (b) of Tender. | EA |  | 1 |  | 0 | 0 | 0 | 1 |  | 0 | 0 | 0 | 0
73 | Helper | Addational Helper for 3 Phase team and at MMG lab | 10th pass minimum . Additional helper may be provided to existing team on the authorization of HoD- 3 Phase as per site requirement and at Lab, Bhubaneswar (3) and cuttack(2). Same to be claimed as separate line item. Ref Clause- 5.2 (c) of Tender. | EA |  | 1 |  | 0 | 0 | 0 | 1 |  | 0 | 0 | 0 | 0
74 | Technician | Lab Technician | ITI (Electrical), with two years relevant experience.To be posted at Lab, Bhubaneswar (3) and cuttack(2) | EA |  |  |  | 0 | 0 | 0 |  |  | 0 | 0 | 0 | 0
Total All inlc value | [9 empty] | 0 |  |  |  |  | 0 | 0

## PDP
Schedule of items PDP
[7 empty] | Prices for Year 1 |  |  |  | Prices for Year 2 |  |  |  |  | Grand Total
Sr. No. | Activity Type | Item Short Description | Long Service Description | UOM | SAC CODE | Qty | Unit Rate (Rs.) | Appl. Taxes & Duties | All Inclusive Unit Rate (Rs.) | Total All Inclusive Value for Year-1 (Rs.) | Quantity | Unit Rate (Rs.) | Appl. Taxes & Duties | All Inclusive Unit Rate (Rs.) | Total All Inclusive Value for Year-2 (Rs.) | Prices for Year 1 + Year 2 (Rs. )
[6 empty] | A | B | C | D = B + C | E = A x D | F | G | H | I = G + H | J = F x I | K = E + J
1 | SP | Meter Replacement - SP | Removal of old meter, Installation of 1 phase energy meter with / without meter box in existing meter box / Panel with cable gland, M-seal along with accessories. This includes connection of I/C and O/G cable to meter terminal and Ensuring proper closure of notifications in Mobile App. This includes transportation of removed materials to MMG store. Transportation cost of utility owned meters to Central store will be claimed in separate line item. | EA |  | 15289 |  | 0 | 0 | 0 | 23004 |  | 0 | 0 | 0 | 0
2 | SP | Meter Shifting - SP | Shifting of existing Meters from one place to other within same premises preferably to outside and Ensuring proper closure of notifications in Mobile App. This excludes cable replcement | EA |  | 766 |  | 0 | 0 | 0 | 766 |  | 0 | 0 | 0 | 0
3 | SP | Meter Installation- SP Solar Generation | Installation of 1 phase energy meter for Solar Generation with with cable gland, M-seal along with accessories and Ensuring proper closure of notifications in Mobile App.. This includes connection of O/G cable of consumer to the meter terminal. | EA |  | 3730 |  | 0 | 0 | 0 | 3730 |  | 0 | 0 | 0 | 0
4 | SP | Meter Installation- SP NSC with Cable | Providing NSC with Meter and cable upto 2C * 10 sq mm Cable Installation providing 'O' shaped quick link, Jublee Clips / Wall corner Clamp and piercing connectors where connection is to be given in AB cable and Ensuring proper closure of notifications in Mobile App. | Ea |  | 4184 |  | 0 | 0 | 0 | 4184 |  | 0 | 0 | 0 | 0
5 | SP | Meter Installation- SP NSC without Cable | Providing NSC meter with / without meter box in existing meter box / Panel with cable gland, M-seal along with accessories providing 'O' shapped quick link, Jublee Clips / Wall corner Clamp and piercing connectors. This includes connection of I/C and O/G cable to meter terminal and Ensuring proper closure of notifications in Mobile App.. | EA |  | 1046 |  | 0 | 0 | 0 | 1046 |  | 0 | 0 | 0 | 0
6 | SP | Meter Removal SP-PDC | Permanent disconnection of SP consumer with removal of utility/ consumer owned meter with box and Ensuring proper closure of notifications in Mobile App. This includes transportation of removed materials to MMG store. Transportation cost of utility owned meters to Central store will be claimed in separate line item. | EA |  | 5020 |  | 0 | 0 | 0 | 5020 |  | 0 | 0 | 0 | 0
7 | SP | Cable Replacement- SP upto 2CX 10 sq mm | Stringing of armoured service cable upto 2CX 10 sq mm with length upto 30 m including installation of saddle, fastener for support and connection at pole / LT network with thimble / AB piercing connectors of required size and Ensuring proper closure of notifications in Mobile App. This will include supply and installation of 'O' shapped quick link, Jublee Clips / Wall corner Clamp and piercing connectors where connection is to be given in AB cable. This cost includes removal of old cable and keeping insafe custody to either re-use or return to scrap store / retun to consumer if it pertains to consumer . | EA |  | 200 |  | 0 | 0 | 0 | 200 |  | 0 | 0 | 0 | 0
8 | SP | Service Cable Removal -SP -PDC upto 2CX 10 sq mm | Removal of service cable of any size used for single Phase connections for permanent disconnection from pole/ LT Network and keeping insafe custody to either re-use or return to scrap store / retun to consumer if it pertains to consumer and Ensuring proper closure of notifications in Mobile App. | EA |  | 4590 |  | 0 | 0 | 0 | 6900 |  | 0 | 0 | 0 | 0
9 | SP / PP | Installation of LT Service/ Distribution Box Installation | Installation of LT Service/ Distribution Box Installation on pole along with supply of fastners / on pole with steel strap and buckles / piercing connect where LT mains in ABC at standard height. This will include supply and installation of 'O' shapped quick link, Jublee Clips / Wall corner Clamp and piercing connectors and other accessories and Ensuring proper closure of notifications in Mobile App. | EA |  | 3350 |  | 0 | 0 | 0 | 3350 |  | 0 | 0 | 0 | 0
10 | SP / PP | Removal of LT Service/ Distribution Box Installation | Removal of any type of bus bar box / distribution box from wall / from pole along with steel strap and buckles.This will include keeping insafe custody to either re-use or return to scrap store and updation in MMG App. | EA |  | 340 |  | 0 | 0 | 0 | 340 |  | 0 | 0 | 0 | 0
11 | SP | Meter transport - SP | Transport of meter to warranty/ Scrap store after devaluation of any single phase meter with / without meter box in case of permanent DC and replacement of Utility owned meters. | EA |  | 7645 |  | 0 | 0 | 0 | 11502 |  | 0 | 0 | 0 | 0
12 | PP | Meter Replacement - PP | Installation of 3 phase WC energy meter with / without meter box in existing meter box / Panel with cable gland, M-seal along with accessories. This includes connection of I/C and O/G cable to meter terminal and removal of old meters along with updation in MMG App. This includes transportation of removed materials to MMG store. Transportation cost of utility owned meters to Central store will be claimed in separate line item. | EA |  | 90 |  | 0 | 0 | 0 | 112 |  | 0 | 0 | 0 | 0
13 | PP | Meter Shifting - PP | Shifting of existing Meters from one place to other within same premises preferably to outside and Ensuring proper closure of notifications in Mobile App.. This excludes cable replcement | EA |  | 3 |  | 0 | 0 | 0 | 3 |  | 0 | 0 | 0 | 0
14 | PP | Meter Installation- PP Solar Generation | Installation of 3 phase WC energy meter for Solar Generation with with cable gland, M-seal along with accessories and Ensuring proper closure of notifications in Mobile App. This includes connection of O/G cable of consumer to the meter terminal. | EA |  | 15 |  | 0 | 0 | 0 | 15 |  | 0 | 0 | 0 | 0
15 | PP | Meter Installation- PP NSC with Cable | Providing NSC with Meter and cable upto 4C * 25 sq mm Cable Installation andand Ensuring proper closure of notifications in Mobile App. This includes providing 'O' shapped quick link, Jublee Clips / Wall corner Clamp and piercing connectors where connection is to be given in AB cable. | EA |  | 116 |  | 0 | 0 | 0 | 116 |  | 0 | 0 | 0 | 0
16 | PP | Meter Installation- PP NSC without Cable | Providing NSC meter with / without meter box in existing meter box / Panel with cable gland, M-seal along with accessories and Ensuring proper closure of notifications in Mobile App. This includes providing 'O' shapped quick link, Jublee Clips / Wall corner Clamp and piercing connectors. This includes connection of I/C and O/G cable to meter terminal. | EA |  | 29 |  | 0 | 0 | 0 | 29 |  | 0 | 0 | 0 | 0
17 | PP | Meter transport- PP | Transport of meter to warranty/ Scrap store preparing proper devaluation of any three phase meter with / without meter box in case of permanent DC and replacement of Utility owned meters. | EA |  | 105 |  | 0 | 0 | 0 | 127 |  | 0 | 0 | 0 | 0
18 | PP | Meter Removal PP-PDC | Permanent disconnection of 3 Phase WC consumer with removal of utility/ consumer owned meter with box and Ensuring proper closure of notifications in Mobile App. This includes transportation of removed materials to MMG store. Transportation cost of utility owned meters to Central store will be claimed in separate line item. | EA |  | 15 |  | 0 | 0 | 0 | 15 |  | 0 | 0 | 0 | 0
19 | PP | Cable Replacement- PP upto 4CX 35 sq mm | Removal of old cable of any size, stringing of new armoured service cable upto 4CX 35 sq mm with length upto 30 m including installation of saddle, fastener for support and connection at pole / LT network with thimble / AB piercing connectors of required size and Ensuring proper closure of notifications in Mobile App. This will include supply and installation of 'O' shapped quick link, Jublee Clips / Wall corner Clamp and piercing connectors where connection is to be given in AB cable. This cost includes removal of old cable and keeping insafe custody to either re-use or return to scrap store / retun to consumer if it pertains to consumerand updation in MMG App. | EA |  | 18 |  | 0 | 0 | 0 | 18 |  | 0 | 0 | 0 | 0
20 | PP | Service Cable Removal of upto 4CX35 sqmm cable | Removal of service cable upto 4C X 35 sq mm size for DC/PDC consumer used for Poly Phase Whole Current connections from pole/ LT Network and Ensuring proper closure of notifications in Mobile App. This includes returing it back to scrap store if not utilised again . | EA |  | 15 |  | 0 | 0 | 0 | 15 |  | 0 | 0 | 0 | 0
21 | DT | Smart DT Meter installation along with Meter Box and connection for CT / PT (For energy auditing of DTs) | Installation of Smart DT meters along with ring type CTs of various ratings, Meter Box, and associated accessories on LT side of transformers and Ensuring proper closure of notifications in Mobile App. This activity excludes handling work at tranformer LT side. | EA |  | 240 |  | 0 | 0 | 0 | 240 |  | 0 | 0 | 0 | 0
22 | DT | Smart DT Meter removal along with Meter Box and connection for CT / PT (For energy auditing of DTs) | Removal of Smart DT meters along with ring type CTs of various ratings, Meter Box, and associated accessories on LT side of transformers and return to Store Ensuring proper closure of notifications in Mobile App.. | EA |  | 24 |  | 0 | 0 | 0 | 24 |  | 0 | 0 | 0 | 0
23 | DT | Smart DT Meter installation without Meter Box and connection for CT / PT (For energy auditing of DTs) | Installation of Smart DT meters of all ratings,inside existing panel with accessories and Ensuring proper closure of notifications in Mobile App.. | EA |  | 48 |  | 0 | 0 | 0 | 48 |  | 0 | 0 | 0 | 0
24 | LT CT /DT | LTCT Meter with box Installation - All rating. | Installation of new LTCT meters with complete grouting, commissioning, supply of 8 Nos lugs and its crimping, energisation, communication of Meter and its allied accessories and seal installation with LTCT Meter box of all rating and Ensuring proper closure of notifications in Mobile App. | EA |  | 25 |  | 0 | 0 | 0 | 25 |  | 0 | 0 | 0 | 0
25 | LT CT /DT | LTCT Meter with box Removal - All Rating | Removal of any LTCT meters from site with de-energisation, Meter, modem and its allied accessories with meter box and Ensuring proper closure of notifications in Mobile App. | EA |  | 5 |  | 0 | 0 | 0 | 5 |  | 0 | 0 | 0 | 0
26 | LT CT/ DT | Meter Replacement - LTCT Meter Only | Removal of old meter and Replacement with new LTCT meter/ LTCT Smart meter of any rating without change in box ensuring proper closure of notification in MMG App. | EA |  | 3 |  | 0 | 0 | 0 | 3 |  | 0 | 0 | 0 | 0
27 | LTCT/DT | Installation of 4C*50/4C*95 sq mm armoured service cable, O/H or U/G (Length up to 30M) | Stringing, sagging of armoured service cable size 4CX 50 sq mm with length upto 30m including installation of saddle, fastener for support and connection at pole / LT network with thimble. (Saddles and Fastners are to be supplied by BA) and Ensuring proper closure of notifications in Mobile App. | EA |  | 2 |  | 0 | 0 | 0 | 2 |  | 0 | 0 | 0 | 0
28 | LTCT/DT | Installation of 4C*150 / 4C X 300 sq mm armoured service cable, O/H or U/G (Length up to 30M) | Stringing, sagging of armoured service cable size 4CX 95 sq mm / 4C X 150 sq mm with length upto 30m including installation of saddle, fastener for support and connection at pole / LT network with thimble. (Saddles and Fastners are to be supplied by BA) and Ensuring proper closure of notifications in Mobile App. | EA |  | 1 |  | 0 | 0 | 0 | 1 |  | 0 | 0 | 0 | 0
29 | LTCT/DT | Removal and dismentaling of 4C*50/4C*95 sq mm armoured power cable, O/H or U/G (Length up to 30M) | Removal and dismentaling of power cable of 4C*50/4C*95 sq mm armoured power cable, O/H or U/G (Length up to 30M) and keeping insafe custody to either re-use or return to scrap store / retun to consumer if it pertains to consumerand Ensuring proper closure of notifications in Mobile App. | EA |  | 1 |  | 0 | 0 | 0 | 1 |  | 0 | 0 | 0 | 0
30 | LTCT/DT | Removal and dismentaling of 4C*150 / 4C X 300 sq mm armoured power cable, O/H or U/G (Length up to 30M) | Removal and dismentaling of power cable of 4C*150 / 4C X 300 sq mm armoured power cable, O/H or U/G (Length up to 30M) and keeping insafe custody to either re-use or return to scrap store / retun to consumer if it pertains to consumer and Ensuring proper closure of notifications in Mobile App. | EA |  | 1 |  | 0 | 0 | 0 | 1 |  | 0 | 0 | 0 | 0
31 | LTCT/DT | Minor Fault rectification in CT Meter pertaining to termination/LT Cable. | Fault rectification includes termination (thimble / socket crimping, gland change, cable lead extention crimping and tightening) includes cable dressing/Minor reworking in CT Meter termination and Ensuring proper closure of notifications in Mobile App. | EA |  | 8 |  | 0 | 0 | 0 | 8 |  | 0 | 0 | 0 | 0
32 | HT | Meter Replacement - HT Meter Only | Removal of old meter and replacement of any HT Smart energy meter along with modem and its termination from Metering cubicle / CTPT unit ensuring proper closure of notifications in Mobile App. | EA |  | 13 |  | 0 | 0 | 0 | 13 |  | 0 | 0 | 0 | 0
33 | HT | Meter Installation - HT Meter Only | Installation of HT Smart energy meter along its termination in Metering cubicle / CTPT unit and Ensuring proper closure of notifications in Mobile App. | EA |  | 10 |  | 0 | 0 | 0 | 10 |  | 0 | 0 | 0 | 0
34 | HT | Meter Removal HT Meter Only | Removal of Utility owned removed HT energy meter from site and return of old removed utility owned meters to MMG store Ensuring proper closure of notifications in Mobile App. | EA |  | 6 |  | 0 | 0 | 0 | 6 |  | 0 | 0 | 0 | 0
35 | HT | CTPT Installation - 11KV | Installation, comissioning and energisation in all respect of 11 KV outdoor Metering CTPT unit including control cable laying at desired height with help of crane. This includes transportation from Store to Site upto 50Km and Ensuring proper closure of notifications in Mobile App. | EA |  | 4 |  | 0 | 0 | 0 | 4 |  | 0 | 0 | 0 | 0
36 | HT | CTPT Installation - 33KV | Installation, comissioning and energisation in all respect of 33 KV outdoor Metering CTPT unit including control cable laying at desired height with help of crane. This includes transportation from Store to Site upto 50Km and Ensuring proper closure of notifications in Mobile App. | EA |  | 3 |  | 0 | 0 | 0 | 3 |  | 0 | 0 | 0 | 0
37 | HT | CTPT Removal- 11KV / 33KV | De-energisation and complete Dismantling in all respect of HT metering out door CTPT unit with or without meter along with all accessories. This includes transportation of Removed Metering material is to be returned back to Warranty/Scrap store and Ensuring proper closure of notifications in Mobile App. | EA |  | 7 |  | 0 | 0 | 0 | 7 |  | 0 | 0 | 0 | 0
38 | HT | Replacement / Shifitng of control cable/ Control Cable Pipe for HTCT meters. | Replacement of control cable pipe , control cable and allied accessories including all connections with meter and Metering unit. This includes to & fro transportation, commissioning and energisation in all respect. This includes transportation from Store to Site upto 50Km and Ensuring proper closure of notifications in Mobile App. | EA |  | 7 |  | 0 | 0 | 0 | 7 |  | 0 | 0 | 0 | 0
39 | HT | Comissioning of 11 or 33 KV Metering Cubicle (Excluding Civil work) | Comissioning and energising of 11 or 33 KV Outdoor/ indoor metering cublicle along with all accessories in all respect. This includes transportation from store to site upto 50KM and Ensuring proper closure of notifications in Mobile App. | EA |  | 6 |  | 0 | 0 | 0 | 6 |  | 0 | 0 | 0 | 0
40 | HT | Removal of 11 or 33 KV Metering Cubicle | de-energisation and complete Dismantling in all respect of 11 or 33 KV Outdoor/ indoor burnt/ defective metering cublicle . This includes transportation from site to store upto 50KM and Ensuring proper closure of notifications in Mobile App. | EA |  | 1 |  | 0 | 0 | 0 | 1 |  | 0 | 0 | 0 | 0
41 | Protocol Punching | Punching of Protocols in SAP for activities not mapped in MMG App. | Complete updation and closure of notification in SAP. This includes only activities are not mapped in MMG App. | EA |  | 2293 |  | 0 | 0 | 0 | 3451 |  | 0 | 0 | 0 | 0
42 | SP-Testing | Single Phase Meter Accuracy test at site with Accucheck | Single Phase Testing with RSS at site load condition of consumer. This includes proper verification of Meter body, all seals and replacement of seals along with PVR and updation in MMG App. | EA |  | 837 |  | 0 | 0 | 0 | 837 |  | 0 | 0 | 0 | 0
43 | PP - Testing | Three Phase Whole CurrentMeter Accuracy test at site with Accucheck | Three Phase WC meter Testing with RSS at site load condition of consumer. This includes proper verification of Meter body, all seals and replacement of seals along with PVR Ensuring proper closure of notifications in Mobile App. | EA |  | 105 |  | 0 | 0 | 0 | 105 |  | 0 | 0 | 0 | 0
44 | LTCT - Testing | LT CT Meter Accuracy test at site with Accucheck | LTCT Meter Testing with RSS at site load condition of consumer. This includes proper verification of Meter body, all seals and replacement of seals along with PVR Ensuring proper closure of notifications in Mobile App. | EA |  | 74 |  | 0 | 0 | 0 | 74 |  | 0 | 0 | 0 | 0
45 | HT CT Testing | Meter Accuracy test at site (HTCT) | HTCT Meter Testing with RSS at site load condition of consumer. This includes proper verification of Meter body, all seals and replacement of seals along with PVR Ensuring proper closure of notifications in Mobile App. | EA |  | 129 |  | 0 | 0 | 0 | 129 |  | 0 | 0 | 0 | 0
46 | HT CT Testing | CT PT unit Testing | Testing of 11 KV / 33 KV HT CT Metering unit/ Metering Cubicle of at various loads of consumer ensuring proper shutdown. This includes proper verification of Meter body, all seals and replacement of seals along with PVR Ensuring proper closure of notifications in Mobile App.. | EA |  | 39 |  | 0 | 0 | 0 | 39 |  | 0 | 0 | 0 | 0
47 | SP/PP/DT/LTCT/HT | Prefabricated GI Structure (Supply Item)/ kg | Prefabricated / GI structural angle/ channel/flats of different sizes, as per the site requirement | Kg |  | 580 |  | 0 | 0 | 0 | 580 |  | 0 | 0 | 0 | 0
48 | DD | Manual Meter Reading | Taking manual reading parameters from meter display, providing remarks with photographs where data can not be downloaded for reason not attributable to BA | EA |  | 10 |  | 0 | 0 | 0 | 10 |  | 0 | 0 | 0 | 0
49 | DD | Data downloading of meters | Data downloading of any meter through CMRI/ Mobile Application and submission to EIC | EA |  | 10 |  | 0 | 0 | 0 | 10 |  | 0 | 0 | 0 | 0
50 | FSE | FSE- New Connection / Pre-inspection / Attribute Change / Site Verification/ attending CR cases. | Site verification of New Connection / Pre-inspection / Attribute Change / attending CR cases and submission of SVR at respective division office Ensuring proper updatioin of notifications in Mobile App.. | EA |  | 2293 |  | 0 | 0 | 0 | 3451 |  | 0 | 0 | 0 | 0
51 | SP | Mechanical meter replacement | This includes removal of old meters, installation of new meter with box, connection of I/C and O/G cable to meter terminal , communication checking and Ensuring proper closure of notifications in Mobile App. | EA |  | 922 |  | 0 | 0 | 0 | 231 |  | 0 | 0 | 0 | 0
52 | TS | NIC / Modem Troubleshooting with TAB/ Laptop / Anyother device | Successful TS of non communicating smart meters through replacement of NIC/SIM with accessories.Includes replacement of accessories required for establishing communication (e.g., SIM, NIC, etc). Ensuring proper closure of notifications in Mobile App & SAP by the KPO. This includs Checking and validating communication status through the designated mobile application. | EA |  | 4500 |  | 0 | 0 | 0 | 4500 |  | 0 | 0 | 0 | 0
53 | Incentive-LT | Theft referral incentive | Providing incentive of Rs 1000 for each theft reporting case in case of Single Phase Consumer. Incentive for theft reporting by BA employees for which case is booked by enforcement post reporting. These cases are to be reported in MMG App with proper proof and to be certified by EIC. | EA |  | 76 |  | 0 | 0 | 0 | 115 |  | 0 | 0 | 0 | 0
54 | Incentive-WC | Theft referral incentive | Providing incentive of Rs 5000 for each theft reporting case in case of Three Phase WC Consumer. Incentive for theft reporting by BA employees for which case is booked by enforcement post reporting. These cases are to be reported in MMG App with proper proof and to be certified by EIC. | EA |  | 1 |  | 0 | 0 | 0 | 1 |  | 0 | 0 | 0 | 0
55 | Incentive-CT | Theft referral incentive | Providing incentive of Rs 7000 for each theft reporting case in case of Three Phase LTCT/HT Consumer. Incentive for theft reporting by BA employees for which case is booked by enforcement post reporting. These cases are to be reported in MMG App with proper proof and to be certified by EIC. | EA |  | 1 |  | 0 | 0 | 0 | 1 |  | 0 | 0 | 0 | 0
56 | Incentive-App | Incentive for achieving >=99% usage of MMG app | Incentive for achieving >=99% usage of MMG app for all the type of metering activities enabled for application usage from site itself on same day. This excludes consumers not enabled in MMG app. | EA |  | 1 |  | 0 | 0 | 0 | 1 |  | 0 | 0 | 0 | 0
57 | Incentive-App | Incentive for achieving >=97% upto 99%usage usage of MMG app | Incentive for achieving >=97% upto 99%usage of MMG app for all the type of metering activities enabled for application usage from site itself on same day. This excludes consumers not enabled in MMG app. | EA |  | 1 |  | 0 | 0 | 0 | 1 |  | 0 | 0 | 0 | 0
58 | Incentive-App | Incentive for achieving >=95% upto 97% usage usage of MMG app | Incentive for achieving >=95% upto 97% usage of MMG app for all the type of metering activities enabled for application usage from site itself on same day. This excludes consumers not enabled in MMG app. | EA |  | 1 |  | 0 | 0 | 0 | 1 |  | 0 | 0 | 0 | 0
59 | Incentive-Comm | Incentive for >=99% communication. | Incentive for achieving >=99% communication for all category of consumer taken together based on MIS floated from MMG HO. | EA |  | 1 |  | 0 | 0 | 0 | 1 |  | 0 | 0 | 0 | 0
60 | Incentive-Comm | Incentive for >=99% communication. | Incentive for achieving >=97% upto 99% communication for all category based on MIS floated from MMG HO. | EA |  | 1 |  | 0 | 0 | 0 | 1 |  | 0 | 0 | 0 | 0
61 | Incentive-Comm | Incentive for >=99% communication. | Incentive for achieving >=96% upto 97% communication for all category based on MIS floated from MMG HO. | EA |  | 1 |  | 0 | 0 | 0 | 1 |  | 0 | 0 | 0 | 0
62 | Vehicle-Light | Transportation charges per KM beyond 50 KM for all metering materials for movement to site through LMV. | Rate for transportation for additional travel per Km beyond 50 KM for meter/ metering accessories where in light motor vehicle (Pickup/ TATA Magic/ Equivalent vehicle is required) from site to store. This is to be limited to 500 KM per month. Approval of HoD to be taken for addational KM. | Km |  | 6000 |  | 0 | 0 | 0 | 6000 |  | 0 | 0 | 0 | 0
63 | Vehicle-Heavy | Transportation charges per KM beyond 50 KM for all metering materials for movement to site through HMV. | Rate for transportation for additional travel per Km beyond 50 KM for meter/ metering accessories where in Heavy motor vehicle is required from site to store. This is to be limited to 300 KM per month. Approval of HoD to be taken for addational KM. | Km |  | 3600 |  | 0 | 0 | 0 | 3600 |  | 0 | 0 | 0 | 0
64 | Vehicle | Vehicle for site verification, safety and quality inspection by single phase and three phase team | One vehicle ( Preferbly Non A/C Bolero) at each MMG-Division will be provided by concerned BA along with driver on fixed term on monthly basis which for site verification, safety and quality inspection by single phase and three phase team. This will be limiting to 3000 Km per month. | EA |  | 1 |  | 0 | 0 | 0 | 1 |  | 0 | 0 | 0 | 0
65 | Vehicle-BBSR Lab | Vehicle for meter to and from movement from store to BBSR Lab and return. | Vehicle (Mini Truck/ Pickup/ TATA Magic) for material inspection at MMG lab. This includes per trip to and fro movement of material from store ( Choudwar Store) to MMG lab at Cuttack and return. | EA |  |  |  | 0 | 0 | 0 |  |  | 0 | 0 | 0 | 0
66 | Vehicle-CTC Lab | Vehicle for meter to and from movement from store to CTC Lab and return. | Vehicle (Mini Truck/ Pickup/ TATA Magic) for material inspection at MMG lab. This includes per trip to and fro movement of material from store ( Bhubaneswar Store) to MMG lab at Bhubaneswar and return. | EA |  |  |  | 0 | 0 | 0 |  |  | 0 | 0 | 0 | 0
67 | Vehicle- Light | Vehicle for material transporting from Central Store to MMG division per trip. | Vehicle (Mini Truck/ Pickup/ TATA Magic) for material transporting from Central Store to MMG division. This includes loading, unloading & transportaion from Central Store to MMG division store. This can be claimed by BA limiting twice per month. | EA |  | 24 |  | 0 | 0 | 0 | 24 |  | 0 | 0 | 0 | 0
68 | Vehicle- Heavy | Vehicle for material transporting from Central Store to MMG division per trip. | Vehicle ((Mini Truck/ Pickup/ TATA Magic) for material transporting from Central Store to MMG division. This includes loading, unloading & transportaion from Central Store to MMG division store. This can be claimed by BA limiting once per month. | EA |  | 12 |  | 0 | 0 | 0 | 12 |  | 0 | 0 | 0 | 0
69 | Safety officer | Safety officer one per Division | Diploma in Electrical Safety with two years of expriences. Safety office shall be posted at division level and report to EIC and shall be responsible for safety related to safety at respective divisions. | EA |  | 1 |  | 0 | 0 | 0 | 1 |  | 0 | 0 | 0 | 0
70 | Circle Coordinator | Circle Coordinator | Any Graduate with three years experience (conversant with excel sheet & should be able to prepare reports & do quality. 1no. Each attached to MRT HODs posted at BBSR, Cuttack, Khurda, Dhenkanal, Paradip- 5nos to carryout different MMG activity at circle level. | EA |  |  |  | 0 | 0 | 0 |  |  | 0 | 0 | 0 | 0
71 | Divisional Coordinator | Divisional Coordinator | Graduate (conversant with excel sheet & should be able to prepare reports & do quality ). 1 for each Division reporting to HoG-3 Phase/ TL to assist them with day to day activity of MMG at Division level. | EA |  | 1 |  | 0 | 0 | 0 | 1 |  | 0 | 0 | 0 | 0
72 | Lineman | Addational Lineman for three phase team | ITI (Electrical), having ELBO-HT/MV license as per working voltage and preferably 2 years of relevant experience. Additional lineman with MV license may be provided to existing team on the authorization of HoD- 3 Phase as per site requirement and to be claimed as separate line item. Ref Clause- 5.2 (b) of Tender. | EA |  | 1 |  | 0 | 0 | 0 | 1 |  | 0 | 0 | 0 | 0
73 | Helper | Addational Helper for 3 Phase team and at MMG lab | 10th pass minimum . Additional helper may be provided to existing team on the authorization of HoD- 3 Phase as per site requirement and at Lab, Bhubaneswar (3) and cuttack(2). Same to be claimed as separate line item. Ref Clause- 5.2 (c) of Tender. | EA |  | 1 |  | 0 | 0 | 0 | 1 |  | 0 | 0 | 0 | 0
74 | Technician | Lab Technician | ITI (Electrical), with two years relevant experience.To be posted at Lab, Bhubaneswar (3) and cuttack(2) | EA |  |  |  | 0 | 0 | 0 |  |  | 0 | 0 | 0 | 0
Total All inlc value | [9 empty] | 0 |  |  |  |  | 0 | 0

## BOM (hidden)
Price sheet
[7 empty] | Year-1 | [54 empty] | Year-2
[17 empty] | 1.06 | [10 empty] | 1.06 | [32 empty] | 1.06 |  |  | 1.1 |  | 1.1 |  | 1.1 |  | 1.1 |  | 1.06 |  |  | 1.1 |  | 1.1 |  | 1.1 |  | 1.1 |  | 1.06 |  |  | 1.1 |  | 1.1 |  | 1.1 |  | 1.1 |  | 1.1 |  | 1.06 |  |  | 1.1 |  | 1.1 |  | 1.1 |  | 1.06 |  |  | 1.1 |  | 1.1 |  | 1.1 |  | 1.1 |  | 1.06
Sr. No. | Activity Type | Item Short Description | Long Service Description | UoM | TPCODL Qty Yr 1 | TPCODL Qty Yr 2 | BBSR-1 Qty | BBSR-1 Price | BCDD-1 | Value | BCDD-2 | Value | BED | Value | NED | Value | Rate | BBSR-2 Qty | BBSR-2 Price | Khurda | Value | Puri | Value | Nayagarh | Value | Balugaon | Value | Rate | Cuttack Circle Qty | Cuttack Circle Price | CDD-1 | Value | CDD-2 | Value | CED | Value | SED | Value | AED | Value | Rate | Dhenkanal Qty | Dhenkanal Price | DED | Value | TED | Value | ANED | Value | Rate | Paradeep Circle Qty | Paradeep Circle Price | KED-1 | Value | KED-2 | Value | JED | Value | PDP | Value | Rate | BBSR-1 Qty | BBSR-1 Price | BCDD-1 | Value | BCDD-2 | Value | BED | Value | NED | Value | Rate | BBSR-2 Qty | BBSR-2 Price | Khurda | Value | Puri | Value | Nayagarh | Value | Balugaon | Value | Rate | Cuttack Circle Qty | Cuttack Circle Price | CDD-1 | Value | CDD-2 | Value | CED | Value | SED | Value | AED | Value | Rate | Dhenkanal Qty | Dhenkanal Price | DED | Value | TED | Value | ANED | Value | Rate | Paradeep Qty | Paradeep Price | KED-1 | Value | KED-2 | Value | JED | Value | PDP | Value | Rate | Year-1 | Year-2
1 | SP | Meter Installation - SP | Installation of 1 phase energy meter with / without meter box/ existing meter box / Panel/ with freedom unit and communication cable lying. This also includes cable of any length from meter to MCB / Cutout / Kit Kat Fuse. This will include supply and installation of 'O' shapped quick link, Jublee Clips / Wall corner Clamp and piercing connectors where connection is to be given in AB cable. This line item includes removal of meters, where consumer meter is removed and handed over to customer | EA | 415639.7 | 157744.895 | 163546 | 83732281.08 | 25022 | 12810763.56 | 62986 | 32247572.28 | 59595 | 30511448.1 | 15943 | 8162497.14 | 511.98 | 80697 | 38617355.6772 | 26417 | 12641791.9492 | 21635 | 10353377.326 | 19262 | 9217783.8712 | 13383 | 6404402.5308 | 478.5476 | 94935.7 | 44278010.48 | 37031 | 17271258.4 | 28744 | 13406201.6 | 8768.7 | 4089721.68 | 8378 | 3907499.2 | 12014 | 5603329.6 | 466.4 | 32222 | 18251578.3484 | 14253 | 8073358.1466 | 10207 | 5781573.4654 | 7762 | 4396646.7364 | 566.4322 | 44239 | 23388053.325 | 23297 | 12316541.475 | 8486 | 4486336.05 | 6132 | 3241835.1 | 6324 | 3343340.7 | 528.675 | 179900.6 | 97631839.7393 | 27524.2 | 14937350.311 | 69284.6 | 37600669.2785 | 65554.5 | 35576348.4846 | 17537.3 | 9517471.6652 | 542.6988 | 80697 | 40934397.0178 | 29058.7 | 14740329.4128 | 23798.5 | 12072037.9621 | 21188.2 | 10747935.9938 | 14721.3 | 7467533.3509 | 507.2605 | 104429.27 | 51628160.2197 | 40734.1 | 20138287.2944 | 31618.4 | 15631631.0656 | 9645.57 | 4768615.4789 | 9215.8 | 4556144.0672 | 13215.4 | 6533482.3136 | 494.384 | 35444.2 | 21281340.3542 | 15678.3 | 9413535.5989 | 11227.7 | 6741314.6607 | 8538.2 | 5126490.0946 | 600.4181 | 48662.9 | 27270470.177 | 25626.7 | 14361087.3599 | 9334.6 | 5231067.8343 | 6745.2 | 3779979.7266 | 6956.4 | 3898335.2562 | 560.3955
2 | SP | Meter Installation NSC-SP | Meter and 2C * 4 sq mm Cable Installatin for NSC Cases | EA | 74599 | 47323.4685 | 18106.2 | 20756766.618 | 1227.8 | 1407537.642 | 6612.9 | 7580962.431 | 6236.3 | 7149231.957 | 4029.2 | 4619034.588 | 1146.39 | 17399.2 | 17926559.3125 | 4858 | 5005243.0652 | 5936.7 | 6116637.815 | 3946.6 | 4066219.078 | 2657.9 | 2738459.3543 | 1030.3094 | 15236.2 | 11838222.676 | 2908.5 | 2259846.33 | 3753.4 | 2916316.732 | 4204.2 | 3266579.316 | 2426.2 | 1885108.876 | 1943.9 | 1510371.422 | 776.98 | 12271 | 9808644.6934 | 4404.4 | 3520592.8358 | 3729.6 | 2981201.3078 | 4137 | 3306850.5498 | 799.3354 | 11586.4 | 12186401.724 | 4689.3 | 4932135.4005 | 1604.4 | 1687483.854 | 2552.9 | 2685101.9265 | 2739.8 | 2881680.543 | 1051.785 | 19916.82 | 24202389.8766 | 1350.58 | 1641188.8906 | 7274.19 | 8839402.1945 | 6859.93 | 8336004.4619 | 4432.12 | 5385794.3296 | 1215.1734 | 17399.2 | 19002152.8712 | 5343.8 | 5836113.414 | 6530.37 | 7131999.6923 | 4341.26 | 4741211.445 | 2923.69 | 3193043.6071 | 1092.128 | 16759.82 | 13803367.6402 | 3199.35 | 2634980.8208 | 4128.74 | 3400425.3095 | 4624.62 | 3808831.4825 | 2668.82 | 2198036.9494 | 2138.29 | 1761093.0781 | 823.5988 | 13498.1 | 11436879.7125 | 4844.84 | 4105011.2465 | 4102.56 | 3476080.7249 | 4550.7 | 3855787.7411 | 847.2955 | 12745.04 | 14209344.4102 | 5158.23 | 5750869.877 | 1764.84 | 1967606.1738 | 2808.19 | 3130828.8463 | 3013.78 | 3360039.5131 | 1114.8921
3 | SP | Meter Installation NSC-SP | Meter and 2C * 6 sq mm Cable Installation for NSC Cases | Ea | 31971 | 20281.4865 | 7759.8 | 8895757.122 | 526.2 | 603230.418 | 2834.1 | 3248983.899 | 2672.7 | 3063956.553 | 1726.8 | 1979586.252 | 1146.39 | 7456.8 | 7682811.1339 | 2082 | 2145104.1708 | 2544.3 | 2621416.2064 | 1691.4 | 1742665.3192 | 1139.1 | 1173625.4375 | 1030.3094 | 6529.8 | 5848741.86 | 1246.5 | 1116490.05 | 1608.6 | 1440823.02 | 1801.8 | 1613872.26 | 1039.8 | 931348.86 | 833.1 | 746207.67 | 895.7 | 5259 | 4319655.3006 | 1887.6 | 1550443.3058 | 1598.4 | 1312899.2266 | 1773 | 1456312.7682 | 821.3834 | 4965.6 | 5250377.16 | 2009.7 | 2124956.295 | 687.6 | 727033.86 | 1094.1 | 1156846.635 | 1174.2 | 1241540.37 | 1057.35 | 8535.78 | 10372452.8043 | 578.82 | 703366.6674 | 3117.51 | 3788315.2262 | 2939.97 | 3572573.3408 | 1899.48 | 2308197.5698 | 1215.1734 | 7456.8 | 8143779.802 | 2290.2 | 2501191.4632 | 2798.73 | 3056571.2967 | 1860.54 | 2031947.7621 | 1253.01 | 1368447.2602 | 1092.128 | 7182.78 | 6819633.0088 | 1371.15 | 1301827.3983 | 1769.46 | 1679999.6413 | 1981.98 | 1881775.0552 | 1143.78 | 1085952.7708 | 916.41 | 870078.1432 | 949.442 | 5784.9 | 5036718.0805 | 2076.36 | 1807816.8946 | 1758.24 | 1530840.4982 | 1950.3 | 1698060.6877 | 870.6664 | 5462.16 | 6121939.7686 | 2210.67 | 2477699.04 | 756.36 | 847721.4808 | 1203.51 | 1348883.1764 | 1291.62 | 1447636.0714 | 1120.791
4 | SP | Meter Removal - SP | Removal of any single phase meter with / without meter box/ existing meter box / from Panel/ with freedom unit and communication cable removal and submitting it back to Scrap / Warranty store after devaluation | EA | 379376.5 | 125807.55 | 147191.4 | 24573604.23 | 22519.8 | 3759680.61 | 56687.4 | 9463961.43 | 53635.5 | 8954446.725 | 14348.7 | 2395515.465 | 166.95 | 72627.3 | 5477478.3387 | 23775.3 | 1793109.3507 | 19471.5 | 1468521.0585 | 17335.8 | 1307448.7002 | 12044.7 | 908399.2293 | 75.419 | 86319 | 9424308.42 | 33327.9 | 3638740.122 | 25869.6 | 2824442.928 | 8768.7 | 957366.666 | 7540.2 | 823239.036 | 10812.6 | 1180519.668 | 109.18 | 28999.8 | 2166232.8604 | 12827.7 | 958206.1001 | 9186.3 | 686200.0747 | 6985.8 | 521826.6856 | 74.6982 | 44239 | 4431420.63 | 20967.3 | 2100294.441 | 7637.4 | 765038.358 | 7541.075 | 755389.4797 | 5691.6 | 570127.572 | 100.17 | 161910.54 | 28652822.5322 | 24771.78 | 4383787.5913 | 62356.14 | 11034979.0274 | 58999.05 | 10440884.8814 | 15783.57 | 2793171.0322 | 176.967 | 72627.3 | 5806127.039 | 26152.83 | 2090765.5029 | 21418.65 | 1712295.5542 | 19069.38 | 1524485.1844 | 13249.17 | 1059193.5014 | 79.9441 | 94950.9 | 10988743.6177 | 36660.69 | 4242770.9823 | 28456.56 | 3293300.454 | 9645.57 | 1116289.5326 | 8294.22 | 959896.716 | 11893.86 | 1376485.9329 | 115.7308 | 31899.78 | 2525827.5152 | 14110.47 | 1117268.3128 | 10104.93 | 800109.2871 | 7684.38 | 608449.9154 | 79.1801 | 46021.1125 | 4886530.926 | 23064.03 | 2448943.3182 | 8401.14 | 892034.7254 | 8295.1825 | 880784.1334 | 6260.76 | 664768.749 | 106.1802
5 | SP | Installation of 2C*4 sq mm / 2C X 6 sq mm armoured, Cable O/H (Length 7M-30M) | Stringing, sagging of armoured service cable size 2CX 4 sq mm/ 2C X 6 sq mm with length between 7m to 30m including installation of saddle, fastener for support and connection at pole / LT network with thimble required size. This will include supply and installation of 'O' shapped quick link, Jublee Clips / Wall corner Clamp and piercing connectors where connection is to be given in AB cable. | EA | 17579 | 78486.1385 | 3694.2 | 2549219.652 | 431.4 | 297691.884 | 1013.4 | 699306.804 | 816 | 563088.96 | 1433.4 | 989132.004 | 690.06 | 6034.2 | 3647334.778 | 1266 | 765225.8508 | 1708.8 | 1032873.5654 | 1526.4 | 922623.0163 | 1533 | 926612.3454 | 604.4438 | 3870.6 | 1735499.628 | 498 | 223293.24 | 609.6 | 273332.448 | 1510.2 | 677143.476 | 743.4 | 333325.692 | 509.4 | 228404.772 | 448.38 | 2022 | 1426593.792 | 559.2 | 394535.7312 | 880.2 | 621012.7872 | 582.6 | 411045.2736 | 705.536 | 1958 | 904390.41 | 356.4 | 164619.378 | 415.8 | 192055.941 | 466.8 | 215612.586 | 719 | 332102.505 | 461.895 | 4063.62 | 2972390.1142 | 474.54 | 347108.7367 | 1114.74 | 815391.7335 | 897.6 | 656561.7274 | 1576.74 | 1153327.9167 | 731.4636 | 6034.2 | 3866174.8646 | 1392.6 | 892253.342 | 1879.68 | 1204330.5773 | 1679.04 | 1075778.437 | 1686.3 | 1080429.9947 | 640.7104 | 4257.66 | 2023592.5662 | 547.8 | 260359.9178 | 670.56 | 318705.6344 | 1661.22 | 789549.293 | 817.74 | 388657.7569 | 560.34 | 266319.9642 | 475.2828 | 2224.2 | 1663408.3615 | 615.12 | 460028.6626 | 968.22 | 724100.9099 | 640.86 | 479278.789 | 747.8682 | 2153.8 | 1054519.2181 | 392.04 | 191946.1947 | 457.38 | 223937.2272 | 513.48 | 251404.2753 | 790.9 | 387231.5208 | 489.6087
6 | SP | Installation of 2C*6 sq mm armoured, Cable O/H (Length 7M-30M) | Stringing, sagging of armoured service cable size 2CX 6 sq mm with lenght between 7m to 30m including installation of saddle, fastener for support and connection at pole / LT network with thimble / AB piercing connectors of required size. This will include supply and installation of 'O' shapped quick link, Jublee Clips / Wall corner Clamp and piercing connectors where connection is to be given in AB cable. | EA | 10615.2441 | 33639.159 | 3600.9441 | 2484867.4694 | 215.7 | 148845.942 | 2260.5441 | 1559911.0454 | 408 | 281544.48 | 716.7 | 494566.002 | 690.06 | 3017.1 | 1823667.389 | 633 | 382612.9254 | 854.4 | 516436.7827 | 763.2 | 461311.5082 | 766.5 | 463306.1727 | 604.4438 | 1935.3 | 925189.518 | 249 | 119036.94 | 304.8 | 145712.688 | 755.1 | 360983.106 | 371.7 | 177694.902 | 254.7 | 121761.882 | 478.06 | 1011 | 713296.896 | 279.6 | 197267.8656 | 440.1 | 310506.3936 | 291.3 | 205522.6368 | 705.536 | 1050.9 | 584825.85 | 178.2 | 99168.3 | 207.9 | 115696.35 | 233.4 | 129887.1 | 431.4 | 240074.1 | 556.5 | 3961.0385 | 2897355.4693 | 237.27 | 173554.3684 | 2486.5985 | 1818856.279 | 448.8 | 328280.8637 | 788.37 | 576663.9583 | 731.4636 | 3017.1 | 1933087.4323 | 696.3 | 446126.671 | 939.84 | 602165.2887 | 839.52 | 537889.2185 | 843.15 | 540214.9974 | 640.7104 | 2128.83 | 1078770.978 | 273.9 | 138797.072 | 335.28 | 169900.9942 | 830.61 | 420906.3016 | 408.87 | 207192.2557 | 280.17 | 141974.3544 | 506.7436 | 1112.1 | 831704.1807 | 307.56 | 230014.3313 | 484.11 | 362050.4549 | 320.43 | 239639.3945 | 747.8682 | 1155.99 | 681906.9411 | 196.02 | 115630.2378 | 228.69 | 134901.9441 | 256.74 | 151448.3586 | 474.54 | 279926.4006 | 589.89
7 | SP | Installation of 2C*10 sq mm armoured, Cable O/H (Length 7M-30M) | Stringing, sagging of armoured service cable size 2CX 10 sq mm with lenght between 7m to 30m including installation of saddle, fastener for support and connection at pole / LT network with thimble / AB piercing connectors of required size. This will include supply and installation of 'O' shapped quick link, Jublee Clips / Wall corner Clamp and piercing connectors where connection is to be given in AB cable. | EA | 3082.8544 | 3363.9159 | 672.8544 | 485278.7473 | 71.9 | 51856.0056 | 226.0544 | 163035.8641 | 136 | 98086.464 | 238.9 | 172300.4136 | 721.224 | 1005.7 | 772240.8248 | 211 | 162019.304 | 284.8 | 218687.6672 | 254.4 | 195344.6016 | 255.5 | 196189.252 | 767.864 | 645.1 | 469090.916 | 83 | 60354.28 | 101.6 | 73879.456 | 251.7 | 183026.172 | 123.9 | 90095.124 | 84.9 | 61735.884 | 727.16 | 337 | 274616.4472 | 93.2 | 75947.3379 | 146.7 | 119543.7175 | 97.1 | 79125.3918 | 814.8856 | 422.2 | 190312.983 | 59.4 | 26775.441 | 69.3 | 31238.0145 | 77.8 | 35069.517 | 215.7 | 97230.0105 | 450.765 | 740.1398 | 565835.0194 | 79.09 | 60464.1025 | 248.6598 | 190099.8175 | 149.6 | 114368.817 | 262.79 | 200902.2823 | 764.4974 | 1005.7 | 818575.2743 | 232.1 | 188914.5085 | 313.28 | 254989.82 | 279.84 | 227771.8055 | 281.05 | 228756.6678 | 813.9358 | 709.61 | 546960.0081 | 91.3 | 70373.0905 | 111.76 | 86143.4457 | 276.87 | 213408.5166 | 136.29 | 105050.9146 | 93.39 | 71984.0407 | 770.7896 | 370.7 | 320202.7774 | 102.52 | 88554.596 | 161.37 | 139387.9746 | 106.81 | 92260.2068 | 863.7787 | 464.42 | 221904.9382 | 65.34 | 31220.1642 | 76.23 | 36423.5249 | 85.58 | 40891.0568 | 237.27 | 113370.1922 | 477.8109
8 | SP | Service Cable Removal of any size used for Single Phase connections | Removal of service cable of any size used for single Phase connections from pole/ LT Network and keeping insafe custory to either re-use or return to scrap store / retun to consumer if it pertains to consumer. | EA | 29274 | 12580.755 | 6157 | 822328.92 | 719 | 96029.64 | 1689 | 225582.84 | 1360 | 181641.6 | 2389 | 319074.84 | 133.56 | 10057 | 2567242.3444 | 2110 | 538618.012 | 2848 | 727006.6816 | 2544 | 649404.8448 | 2555 | 652212.806 | 255.2692 | 6451 | 1203498.56 | 830 | 154844.8 | 1016 | 189544.96 | 2517 | 469571.52 | 1239 | 231147.84 | 849 | 158389.44 | 186.56 | 3370 | 851255.26 | 932 | 235421.336 | 1467 | 370561.266 | 971 | 245272.658 | 252.598 | 3239 | 1442002.8 | 594 | 264448.8 | 693 | 308523.6 | 778 | 346365.6 | 1174 | 522664.8 | 445.2 | 6772.7 | 958835.5207 | 790.9 | 111970.5602 | 1857.9 | 263029.5914 | 1496 | 211794.1056 | 2627.9 | 372041.2634 | 141.5736 | 10057 | 2721276.8851 | 2321 | 628028.602 | 3132.8 | 847689.7907 | 2798.4 | 757206.049 | 2810.5 | 760480.1318 | 270.5854 | 7096.1 | 1403279.321 | 913 | 180549.0368 | 1117.6 | 221009.4234 | 2768.7 | 547520.3923 | 1362.9 | 269518.3814 | 933.9 | 184682.087 | 197.7536 | 3707 | 992563.6332 | 1025.2 | 274501.2778 | 1613.7 | 432074.4362 | 1068.1 | 285987.9192 | 267.7539 | 3562.9 | 1681375.2648 | 653.4 | 308347.3008 | 762.3 | 359738.5176 | 855.8 | 403862.2896 | 1291.4 | 609427.1568 | 471.912
9 | SP / PP | Bus bar/ D/ Box Installation | Installation of any type of bus bar box / distribution box on wall along with supply of fastners / on pole with steel strap and buckles / piercing connect where LT mains in ABC. This will include supply and installation of 'O' shapped quick link, Jublee Clips / Wall corner Clamp and piercing connectors where connection is to be given in AB cable. | EA | 252643.7 | 1430 | 550 | 149976.75 | 39.71 | 10828.3214 | 118.47 | 32304.9919 | 131.23 | 35784.4525 | 260.59 | 71058.9841 | 272.685 | 80697 | 31628834.0832 | 56.166 | 22014.0166 | 33.396 | 13089.4153 | 89.87 | 35224.1511 | 40.568 | 15900.4491 | 391.9456 | 94935.7 | 23648482.87 | 13.288 | 3310.0408 | 16.258 | 4049.8678 | 61.82 | 15399.362 | 53.394 | 13300.4454 | 75.24 | 18742.284 | 249.1 | 32222 | 12496748.4816 | 99.77 | 38694.0785 | 65.736 | 25494.5769 | 54.494 | 21134.5606 | 387.8328 | 44239 | 12063311.715 | 116.512 | 31771.0747 | 35.64 | 9718.4934 | 33.748 | 9202.5734 | 34.1 | 9298.5585 | 272.685 | 605 | 174872.8905 | 43.681 | 12625.8227 | 130.317 | 37667.6206 | 144.353 | 41724.6717 | 286.649 | 82854.7755 | 289.0461 | 80697 | 33526564.1282 | 61.7826 | 25668.3433 | 36.7356 | 15262.2582 | 98.857 | 41071.3601 | 44.6248 | 18539.9237 | 415.4623 | 242 | 63899.132 | 14.6168 | 3859.5076 | 17.8838 | 4722.1459 | 68.002 | 17955.6561 | 58.7334 | 15508.3193 | 82.764 | 21853.5031 | 264.046 | 242 | 99486.8699 | 109.747 | 45117.2955 | 72.3096 | 29726.6767 | 59.9434 | 24642.8977 | 411.1028 | 242 | 69949.1562 | 128.1632 | 37045.0731 | 39.204 | 11331.7633 | 37.1228 | 10730.2006 | 37.51 | 10842.1192 | 289.0461
10 | SP / PP | Bus bar/ D/ Box Removal | Removal of any type of bus bar box / distribution box from wall / from pole along with steel strap and buckles. This will include supply and installation of 'O' shapped quick link, Jublee Clips / Wall corner Clamp and piercing connectors where connection is to be given in AB cable. | EA | 252148.7 | 275 | 55 | 8876.175 | 3.971 | 640.8598 | 11.847 | 1911.9281 | 13.123 | 2117.8554 | 26.059 | 4205.5317 | 161.385 | 80697 | 31628834.0832 | 5.6166 | 2201.4017 | 3.3396 | 1308.9415 | 8.987 | 3522.4151 | 4.0568 | 1590.0449 | 391.9456 | 94935.7 | 9459393.148 | 1.3288 | 132.4016 | 1.6258 | 161.9947 | 6.182 | 615.9745 | 5.3394 | 532.0178 | 7.524 | 749.6914 | 99.64 | 32222 | 12496748.4816 | 9.977 | 3869.4078 | 6.5736 | 2549.4577 | 5.4494 | 2113.4561 | 387.8328 | 44239 | 7139511.015 | 11.6512 | 1880.3289 | 3.564 | 575.1761 | 3.3748 | 544.6421 | 3.41 | 550.3229 | 161.385 | 60.5 | 10349.6201 | 4.3681 | 747.2426 | 13.0317 | 2229.3082 | 14.4353 | 2469.4193 | 28.6649 | 4903.65 | 171.0681 | 80697 | 33526564.1282 | 6.1783 | 2566.8343 | 3.6736 | 1526.2258 | 9.8857 | 4107.136 | 4.4625 | 1853.9924 | 415.4623 | 24.2 | 2555.9653 | 1.4617 | 154.3803 | 1.7884 | 188.8858 | 6.8002 | 718.2262 | 5.8733 | 620.3328 | 8.2764 | 874.1401 | 105.6184 | 24.2 | 9948.687 | 10.9747 | 4511.7295 | 7.231 | 2972.6677 | 5.9943 | 2464.2898 | 411.1028 | 24.2 | 4139.848 | 12.8163 | 2192.4635 | 3.9204 | 670.6554 | 3.7123 | 635.0527 | 3.751 | 641.6764 | 171.0681
11 | PP | Meter Installation - PP | Installation of 3 phase whole current energy meter with / without meter box/ existing meter box / Panel. This will include supply and installation of 'O' shapped quick link, Jublee Clips / Wall corner Clamp and piercing connectors where connection is to be given in AB cable. | EA | 44703 | 24705.9 | 24057 | 16092040.041 | 3338 | 2232831.594 | 10169 | 6802176.297 | 8888 | 5945298.744 | 1662 | 1111733.406 | 668.913 | 7181 | 7005346.9952 | 2697 | 2631029.2224 | 1126 | 1098457.1392 | 2427 | 2367633.6384 | 931 | 908226.9952 | 975.5392 | 5053 | 3267269.8 | 1115 | 720959 | 1000 | 646600 | 1171 | 757168.6 | 1171 | 757168.6 | 596 | 385373.6 | 646.6 | 5938 | 5499123.6076 | 1766 | 1635475.2932 | 1450 | 1342830.79 | 2722 | 2520817.5244 | 926.0902 | 2474 | 2478205.8 | 1109 | 1110885.3 | 327 | 327555.9 | 544 | 544924.8 | 494 | 494839.8 | 1001.7 | 26462.7 | 18763318.6878 | 3671.8 | 2603481.6386 | 11185.9 | 7931337.5623 | 9776.8 | 6932218.3355 | 1828.2 | 1296281.1514 | 709.0478 | 7181 | 7425667.8149 | 2966.7 | 3067780.0733 | 1238.6 | 1280801.0243 | 2669.7 | 2760660.8224 | 1024.1 | 1058992.6764 | 1034.0716 | 5558.3 | 3809636.5868 | 1226.5 | 840638.194 | 1100 | 753935.6 | 1288.1 | 882858.5876 | 1288.1 | 882858.5876 | 655.6 | 449345.6176 | 685.396 | 6531.8 | 6411978.1265 | 1942.6 | 1906964.1919 | 1595 | 1565740.7011 | 2994.2 | 2939273.2335 | 981.6556 | 2721.4 | 2889587.9628 | 1219.9 | 1295292.2598 | 359.7 | 381930.1794 | 598.4 | 635382.3168 | 543.4 | 576983.2068 | 1061.802
12 | PP | Meter Removal - PP | Removal of any Three phase whole current meter with / without meter box/ existing meter box / from Panel/ with freedom unit and communication cable removal and returing back too Central Store. This payment will be applicable only if meters are retured to concered central stores. | EA | 35552 | 17030.1 | 19416 | 4862251.8 | 3034 | 759789.45 | 7933 | 1986621.525 | 7261 | 1818335.925 | 1188 | 297504.9 | 250.425 | 5848 | 637864.752 | 2200 | 239962.8 | 787 | 85841.238 | 2078 | 226655.772 | 783 | 85404.942 | 109.074 | 3992 | 833609.44 | 920 | 192114.4 | 827 | 172694.14 | 868 | 181255.76 | 868 | 181255.76 | 509 | 106289.38 | 208.82 | 4873 | 526455.5296 | 1439 | 155462.6528 | 1189 | 128453.8528 | 2245 | 242539.024 | 108.0352 | 1423 | 316759.8 | 650 | 144690 | 124 | 27602.4 | 379 | 84365.4 | 270 | 60102 | 222.6 | 21357.6 | 5669385.5988 | 3337.4 | 885914.4987 | 8726.3 | 2316400.6982 | 7987.1 | 2120179.6886 | 1306.8 | 346890.7134 | 265.4505 | 5848 | 676136.6371 | 2420 | 279796.6248 | 865.7 | 100090.8835 | 2285.8 | 264280.6302 | 861.3 | 99582.1624 | 115.6184 | 4391.2 | 971988.607 | 1012 | 224005.3904 | 909.7 | 201361.3672 | 954.8 | 211344.2162 | 954.8 | 211344.2162 | 559.9 | 123933.4171 | 221.3492 | 5360.3 | 613847.1475 | 1582.9 | 181269.4532 | 1307.9 | 149777.1924 | 2469.5 | 282800.502 | 114.5173 | 1565.3 | 369341.9268 | 715 | 168708.54 | 136.4 | 32184.3984 | 416.9 | 98370.0564 | 297 | 70078.932 | 235.956
13 | PP | Installation of 4C*25 sq mm armoured, Cable O/H (Length 7M-30M) | Stringing, sagging of armoured service cable size 4CX 25 sq mm with lengh between 7m to 30m including installation of saddle, fastener for support and connection at pole / LT network with thimble / AB piercing connectors of required size. | EA | 7885.2 | 1675.762 | 3883.2 | 3652091.352 | 606.8 | 570686.298 | 1586.6 | 1492173.501 | 1452.2 | 1365772.317 | 237.6 | 223459.236 | 940.485 | 1944 | 1356004.152 | 440 | 306914.52 | 157.4 | 109791.6942 | 415.6 | 289894.7148 | 931 | 649403.223 | 697.533 | 798.4 | 552636.512 | 184 | 127361.12 | 165.4 | 114486.572 | 173.6 | 120162.448 | 173.6 | 120162.448 | 101.8 | 70463.924 | 692.18 | 974.6 | 740674.169 | 287.8 | 218721.5533 | 237.8 | 180722.6733 | 449 | 341229.9424 | 759.9776 | 285 | 301344.75 | 130 | 137455.5 | 25 | 26433.75 | 76 | 80358.6 | 54 | 57096.9 | 1057.35 | 4271.52 | 4258338.5164 | 667.48 | 665420.2235 | 1745.26 | 1739874.3022 | 1597.42 | 1592490.5216 | 261.36 | 260553.4692 | 996.9141 | 1944 | 1437364.4011 | 484 | 357862.3303 | 173.14 | 128017.1154 | 457.16 | 338017.2375 | 1024.1 | 757204.158 | 739.385 | 878.24 | 644374.173 | 202.4 | 148503.0659 | 181.94 | 133491.343 | 190.96 | 140109.4144 | 190.96 | 140109.4144 | 111.98 | 82160.9354 | 733.7108 | 1072.06 | 863626.081 | 316.58 | 255029.3311 | 261.58 | 210722.637 | 493.9 | 397874.1128 | 805.5763 | 313.5 | 351367.9785 | 143 | 160273.113 | 27.5 | 30821.7525 | 83.6 | 93698.1276 | 59.4 | 66574.9854 | 1120.791
14 | PP | Installation of 4C*10 sq mm armoured, Cable O/H (Length 7M-30M) | Stringing, sagging of armoured service cable size 4CX 10 sq mm with lenght between 7m to 30m including installation of saddle, fastener for support and connection at pole / LT network with thimble. This will include supply and installation of 'O' shapped quick link, Jublee Clips / Wall corner Clamp and piercing connectors where connection is to be given in AB cable. | EA | 28745.8 | 6703.048 | 15532.8 | 14608365.408 | 2427.2 | 2282745.192 | 6346.4 | 5968694.004 | 5808.8 | 5463089.268 | 950.4 | 893836.944 | 940.485 | 4983 | 3475806.939 | 1760 | 1227658.08 | 629.6 | 439166.7768 | 1662.4 | 1159578.8592 | 931 | 649403.223 | 697.533 | 3193.6 | 2064981.76 | 736 | 475897.6 | 661.6 | 427790.56 | 694.4 | 448999.04 | 694.4 | 448999.04 | 407.2 | 263295.52 | 646.6 | 3898.4 | 2962696.6758 | 1151.2 | 874886.2131 | 951.2 | 722890.6931 | 1796 | 1364919.7696 | 759.9776 | 1138 | 1070271.93 | 520 | 489052.2 | 99 | 93108.015 | 303 | 284966.955 | 216 | 203144.76 | 940.485 | 17086.08 | 17033354.0657 | 2669.92 | 2661680.8939 | 6981.04 | 6959497.2087 | 6389.68 | 6369962.0865 | 1045.44 | 1042213.8767 | 996.9141 | 4983 | 3684355.3553 | 1936 | 1431449.3213 | 692.56 | 512068.4617 | 1828.64 | 1352068.9498 | 1024.1 | 757204.158 | 739.385 | 3512.96 | 2407768.7322 | 809.6 | 554896.6016 | 727.76 | 498803.793 | 763.84 | 523532.8806 | 763.84 | 523532.8806 | 447.92 | 307002.5763 | 685.396 | 4288.24 | 3454504.324 | 1266.32 | 1020117.3245 | 1046.32 | 842890.5482 | 1975.6 | 1591496.4514 | 805.5763 | 1251.8 | 1247937.0704 | 572 | 570234.8652 | 108.9 | 108563.9455 | 333.3 | 332271.4695 | 237.6 | 236866.7902 | 996.9141
15 | SP/PP | Loop Connection for service cable size 2C X 4 sq mm/ 2C X 6 sq mm / 2C X 10 sq mm/ 4C X 10 sq mm/ 4C X 25 sq mm with length ≤ 6 M | Stringing of loop connection ( length <= 6 meter ) for service cable size 2C X 4 sq mm/ 2C X 6 sq mm / 2C X 10 sq mm/ 4C X 10 sq mm/ 4C X 25 sq mm with proper temination. This will include supply and installation of 'O' shapped quick link, Jublee Clips / Wall corner Clamp and piercing connectors where connection is to be given in AB cable. | EA | 256415.9668 | 12050.4107 | 4322.2668 | 647059.7671 | 453.3121 | 67862.5381 | 1985.6578 | 297260.514 | 1503.0998 | 225019.7477 | 380.1972 | 56916.9674 | 149.7038 | 80697 | 15642484.0134 | 1168.1775 | 226442.0907 | 1041.9871 | 201981.067 | 1037.7982 | 201169.0828 | 448.2115 | 86882.3082 | 193.8422 | 94935.7 | 10767607.094 | 850.1453 | 96423.4841 | 569.0577 | 64542.5196 | 650.9208 | 73827.4396 | 287.6078 | 32620.4714 | 265.1497 | 30073.2809 | 113.42 | 32222 | 6180746.7072 | 851.5977 | 163351.4194 | 577.7763 | 110827.6553 | 869.503 | 166785.9877 | 191.8176 | 44239 | 8616651.225 | 766.5699 | 149308.6575 | 340.5104 | 66322.9221 | 423.9524 | 82575.3213 | 353.996 | 68949.5725 | 194.775 | 4754.4935 | 754471.6884 | 498.6433 | 79127.7194 | 2184.2235 | 346605.7593 | 1653.4097 | 262373.0258 | 418.2169 | 66365.184 | 158.686 | 80697 | 16581033.0542 | 1284.9952 | 264031.4778 | 1146.1858 | 235509.9241 | 1141.578 | 234563.1506 | 493.0327 | 101304.7714 | 205.4727 | 2885.1694 | 346870.0701 | 935.1599 | 112429.7824 | 625.9634 | 75256.5778 | 716.0129 | 86082.7946 | 316.3685 | 38035.4696 | 291.6647 | 35065.4456 | 120.2252 | 2528.7647 | 514165.2628 | 936.7574 | 190467.755 | 635.5539 | 129225.0461 | 956.4534 | 194472.4617 | 203.3267 | 2073.5316 | 428104.448 | 843.2269 | 174093.8947 | 374.5615 | 77332.5272 | 466.3476 | 96282.8247 | 389.3956 | 80395.2015 | 206.4615
16 | PP | Service Cable Removal of any size used for Poly Phase connections | Removal of service cable of 4C X 10 sq mm / 4C X 25 sq mm or any other size used for Poly Phase Whole Current connections from pole/ LT Network and returing it back to scrap store if not utilised again | EA | 32836.1967 | 703.01 | 16700.1967 | 2973971.0369 | 318.1967 | 56664.4769 | 7933 | 1412708.64 | 7261 | 1293038.88 | 1188 | 211559.04 | 178.08 | 5848 | 1557902.5216 | 2200 | 586078.24 | 787 | 209656.1704 | 2078 | 553577.5376 | 783 | 208590.5736 | 266.3992 | 3992 | 596644.32 | 920 | 137503.2 | 827 | 123603.42 | 868 | 129731.28 | 868 | 129731.28 | 509 | 76075.14 | 149.46 | 4873 | 1284526.6984 | 1439 | 379321.5512 | 1189 | 313421.3512 | 2245 | 591783.796 | 263.6008 | 1423 | 554329.65 | 650 | 253207.5 | 124 | 48304.2 | 379 | 147639.45 | 270 | 105178.5 | 389.55 | 18370.2164 | 3467650.229 | 350.0164 | 66070.7801 | 8726.3 | 1647218.2742 | 7987.1 | 1507683.3341 | 1306.8 | 246677.8406 | 188.7648 | 5848 | 1651376.6729 | 2420 | 683367.2278 | 865.7 | 244459.0947 | 2285.8 | 645471.4088 | 861.3 | 243216.6088 | 282.3832 | 4391.2 | 695687.2771 | 1012 | 160328.7312 | 909.7 | 144121.5877 | 954.8 | 151266.6725 | 954.8 | 151266.6725 | 559.9 | 88703.6132 | 158.4276 | 5360.3 | 1497758.1303 | 1582.9 | 442288.9287 | 1307.9 | 365449.2955 | 2469.5 | 690019.9061 | 279.4168 | 1565.3 | 646348.3719 | 715 | 295239.945 | 136.4 | 56322.6972 | 416.9 | 172147.5987 | 297 | 122638.131 | 412.923
17 | SP-Testing | Single Phase Meter Accuracy test at site with Accucheck | Single Phase Testing with Accucheck (provided by TPCODL) to be done without opening any seal / opening seals in presence of authorised TPCODL Offiers. | EA | 254293.7 | 11000 | 2200 | 550935 | 158.84 | 39777.507 | 473.88 | 118671.399 | 524.92 | 131453.091 | 1042.36 | 261033.003 | 250.425 | 80697 | 29746124.655 | 561.66 | 207036.3009 | 333.96 | 123102.6654 | 898.7 | 331274.3005 | 405.68 | 149539.7332 | 368.615 | 94935.7 | 23245955.502 | 132.88 | 32536.9968 | 162.58 | 39809.3388 | 618.2 | 151372.452 | 533.94 | 130740.5484 | 752.4 | 184232.664 | 244.86 | 32222 | 15833381.6924 | 997.7 | 490254.0163 | 657.36 | 323016.3177 | 544.94 | 267774.9059 | 491.3842 | 44239 | 12309501.75 | 1165.12 | 324194.64 | 356.4 | 99168.3 | 337.48 | 93903.81 | 341 | 94883.25 | 278.25 | 2420 | 642390.21 | 174.724 | 46380.5732 | 521.268 | 138370.8512 | 577.412 | 153274.3041 | 1146.596 | 304364.4815 | 265.4505 | 80697 | 31530892.1343 | 617.826 | 241404.3268 | 367.356 | 143537.7079 | 988.57 | 386265.8344 | 446.248 | 174363.3289 | 390.7319 | 2420 | 628114.872 | 146.168 | 37938.1383 | 178.838 | 46417.689 | 680.02 | 176500.279 | 587.334 | 152443.4794 | 827.64 | 214815.2862 | 259.5516 | 2420 | 1260498.7498 | 1097.47 | 571636.1831 | 723.096 | 376637.0265 | 599.434 | 312225.5403 | 520.8673 | 2420 | 713766.9 | 1281.632 | 378010.9502 | 392.04 | 115630.2378 | 371.228 | 109491.8425 | 375.1 | 110633.8695 | 294.945
18 | PP - Testing | Three Phase Whole CurrentMeter Accuracy test at site with Accucheck | Polyphase Testing with Accucheck (provided by TPCODL) to be done without opening any seal / opening seals in presence of authorised TPCODL Offiers.. | EA | 256493.6439 | 17600 | 4399.9439 | 1493626.9446 | 461.4587 | 156649.0771 | 2021.3428 | 686175.1198 | 1530.1125 | 519419.6506 | 387.0299 | 131383.0969 | 339.465 | 80697 | 57600130.6116 | 1043.1621 | 744591.1738 | 930.4763 | 664157.9722 | 926.7357 | 661487.9904 | 400.2451 | 285688.0524 | 713.7828 | 94935.7 | 26365542.604 | 1069.7893 | 297101.8907 | 716.0797 | 198869.6507 | 819.0931 | 227478.5248 | 361.9142 | 100510.8228 | 333.6539 | 92662.3707 | 277.72 | 32222 | 23135447.5552 | 1222.0549 | 877437.3697 | 829.1172 | 595307.5077 | 1247.7494 | 895886.0528 | 718.0016 | 44239 | 14771402.1 | 1341.8254 | 448035.5056 | 596.039 | 199017.4209 | 742.0981 | 247786.5413 | 619.6445 | 206899.2989 | 333.9 | 4839.9383 | 1741569.0174 | 507.6046 | 182652.8239 | 2223.477 | 800080.1897 | 1683.1238 | 605643.3126 | 425.7329 | 153192.691 | 359.8329 | 80697 | 61056138.4483 | 1147.4783 | 868193.3087 | 1023.5239 | 774408.1956 | 1019.4093 | 771294.9968 | 440.2696 | 333112.269 | 756.6098 | 3630.5833 | 1068782.7209 | 1176.7683 | 346420.8046 | 787.6877 | 231882.0128 | 901.0024 | 265239.9599 | 398.1057 | 117195.6194 | 367.0193 | 108044.3242 | 294.3832 | 3628.8137 | 2761823.6647 | 1344.2604 | 1023091.9731 | 912.029 | 694128.554 | 1372.5243 | 1044603.1376 | 761.0817 | 3629.5677 | 1284627.402 | 1476.008 | 522409.3996 | 655.6429 | 232054.3127 | 816.3079 | 288919.1072 | 681.609 | 241244.5825 | 353.934
19 | LTCT - Testing | LT CT Meter Accuracy test at site with Accucheck | LTCT Meter Testing with Accucheck (provided by TPCODL) to be done without opening any seal / opening seals in presence of authorised TPCODL Offiers.. | EA | 254698.4668 | 7698.075 | 2604.7668 | 1145146.6384 | 273.1835 | 120101.0498 | 1196.6349 | 526082.5902 | 905.8266 | 398233.0856 | 229.1217 | 100729.9128 | 439.635 | 80697 | 80878665.0864 | 434.6509 | 435629.3665 | 387.6985 | 388571.2413 | 386.1399 | 387009.1458 | 166.7688 | 167144.2123 | 1002.2512 | 94935.7 | 31699030.23 | 556.2904 | 185745.3805 | 372.3614 | 124331.4839 | 425.9284 | 142217.4899 | 188.1954 | 62838.4457 | 173.5 | 57931.6653 | 333.9 | 32222 | 36372000.268 | 430.1633 | 485565.778 | 291.8493 | 329437.7047 | 439.2078 | 495775.1097 | 1128.794 | 44239 | 19449012.765 | 192.7756 | 84750.8941 | 85.6309 | 37646.3565 | 106.6148 | 46871.5775 | 89.0223 | 39137.3013 | 439.635 | 2865.2434 | 1335240.9804 | 300.5019 | 140037.8241 | 1316.2984 | 613412.3002 | 996.4093 | 464339.7778 | 252.0339 | 117451.0783 | 466.0131 | 80697 | 85731384.9916 | 478.116 | 507943.8413 | 426.4683 | 453074.0673 | 424.7539 | 451252.664 | 183.4457 | 194890.1516 | 1062.3863 | 1887.9033 | 668193.1667 | 611.9195 | 216579.1137 | 409.5976 | 144970.5103 | 468.5212 | 165825.5932 | 207.0149 | 73269.6277 | 190.8501 | 67548.3218 | 353.934 | 1277.3424 | 1528367.8387 | 473.1797 | 566169.6971 | 321.0342 | 384124.3637 | 483.1286 | 578073.7779 | 1196.5216 | 521.4479 | 243001.5467 | 212.0531 | 98819.5425 | 94.194 | 43895.6516 | 117.2762 | 54652.2593 | 97.9245 | 45634.0933 | 466.0131
20 | HT CT Testing | Meter Accuracy test at site (HTCT) | HTCT Meter Testing to be done at site. Testing kit will be provided by TPCODL. | EA | 253309.1845 | 2900.37 | 1215.4845 | 2583913.3999 | 127.478 | 270996.4834 | 558.3959 | 1187054.8354 | 422.6936 | 898574.7079 | 106.917 | 227287.3732 | 2125.83 | 80697 | 162436508.4036 | 151.2585 | 304471.0911 | 134.9191 | 271581.1167 | 134.3767 | 270489.3333 | 58.0355 | 116820.8221 | 2012.9188 | 94935.7 | 112908926.724 | 208.2523 | 247678.651 | 139.3968 | 165787.4566 | 159.4501 | 189637.2117 | 70.4526 | 83790.7324 | 64.9513 | 77247.8792 | 1189.32 | 32222 | 73039785.6072 | 124.2422 | 281628.3015 | 84.2936 | 191073.9707 | 126.8545 | 287549.717 | 2266.7676 | 44239 | 90991836.936 | 69.7749 | 143514.7332 | 30.994 | 63749.2603 | 38.5891 | 79370.9849 | 32.2215 | 66273.9834 | 2056.824 | 1337.0329 | 3012843.0242 | 140.2258 | 315981.8996 | 614.2355 | 1384105.9381 | 464.9629 | 1047738.1094 | 117.6087 | 265017.0771 | 2253.3798 | 80697 | 172182698.9078 | 166.3844 | 355013.2923 | 148.411 | 316663.5821 | 147.8143 | 315390.5627 | 63.8391 | 136213.0785 | 2133.6939 | 706.7535 | 890989.4915 | 229.0776 | 288793.3071 | 153.3365 | 193308.1744 | 175.3951 | 221116.9888 | 77.4979 | 97699.994 | 71.4464 | 90071.0272 | 1260.6792 | 368.9294 | 886453.8194 | 136.6665 | 328378.5995 | 92.7229 | 222792.2498 | 139.54 | 335282.9701 | 2402.7737 | 188.7375 | 411491.8494 | 76.7524 | 167338.1789 | 34.0934 | 74331.6375 | 42.448 | 92546.5684 | 35.4437 | 77275.4647 | 2180.2334
21 | HT CT Testing | CT PT unit Testing after taking shut down | Testing of HT CT Metering unit of 11 KV / 33 KV at various loads after taking shut down and isolating MU from the circuit and after testing restoring it back in circuit. Connection to the meter need to be isolated and then re-connected. This will be a 100% supervised job. | EA | 253309.1845 | 2900.37 | 1215.4845 | 2854480.248 | 127.478 | 299373.0785 | 558.3959 | 1311353.771 | 422.6936 | 992666.3004 | 106.917 | 251087.0981 | 2348.43 | 80697 | 178680330.3216 | 151.2585 | 334918.5209 | 134.9191 | 298739.5144 | 134.3767 | 297538.5515 | 58.0355 | 128503.0273 | 2214.2128 | 94935.7 | 256611197.1 | 208.2523 | 562906.025 | 139.3968 | 376789.6742 | 159.4501 | 430993.6629 | 70.4526 | 190433.4827 | 64.9513 | 175563.3619 | 2703 | 32222 | 87648015.9712 | 124.2422 | 337955.0153 | 84.2936 | 229289.4796 | 126.8545 | 345060.7362 | 2720.1296 | 44239 | 100937914.35 | 69.7749 | 159201.9497 | 30.994 | 70717.5235 | 38.5891 | 88046.8177 | 32.2215 | 73518.2175 | 2281.65 | 1337.0329 | 3328323.9692 | 140.2258 | 349069.0095 | 614.2355 | 1529038.497 | 464.9629 | 1157448.9062 | 117.6087 | 292767.5564 | 2489.3358 | 80697 | 189401150.1409 | 166.3844 | 390514.9954 | 148.411 | 348330.2738 | 147.8143 | 346929.9511 | 63.8391 | 149834.5298 | 2347.0656 | 706.7535 | 2024976.1169 | 229.0776 | 656348.4251 | 153.3365 | 439336.7601 | 175.3951 | 502538.611 | 77.4979 | 222045.4408 | 71.4464 | 204706.8799 | 2865.18 | 368.9294 | 1063747.8995 | 136.6665 | 394055.5479 | 92.7229 | 267351.5333 | 139.54 | 402340.8184 | 2883.3374 | 188.7375 | 456470.9368 | 76.7524 | 185629.4733 | 34.0934 | 82456.6325 | 42.448 | 102662.5894 | 35.4437 | 85722.2417 | 2418.549
22 | LTCT | Smart DT Meter installation along with Meter Box and connection for CT / PT (For energy auditing of DTs) | Installation of Smart DT meters 100/5A, along with ring type CTs of various ratings, Meter Box, and associated accessories on LT side of transformers. Note : this activity excludes handling work at tranformer LT side. | EA | 20003 | 7150 | 5280 | 9843372 | 662 | 1234150.05 | 1665 | 3104017.875 | 1396 | 2602527.9 | 1557 | 2902676.175 | 1864.275 | 4274 | 8819316.9392 | 1150 | 2373002.92 | 1088 | 2245067.1104 | 720 | 1485706.176 | 1316 | 2715540.7328 | 2063.4808 | 3609 | 4422324.24 | 436 | 534256.96 | 1156 | 1416516.16 | 859 | 1052584.24 | 747 | 915343.92 | 411 | 503622.96 | 1225.36 | 4083 | 8506644.69 | 1155 | 2406361.65 | 1376 | 2866799.68 | 1552 | 3233483.36 | 2083.43 | 2757 | 9052195.95 | 413 | 1356023.55 | 826 | 2712047.1 | 843 | 2767864.05 | 675 | 2216261.25 | 3283.35 | 5808 | 11477371.752 | 728.2 | 1439018.9583 | 1831.5 | 3619284.8423 | 1535.6 | 3034547.5314 | 1712.7 | 3384520.4201 | 1976.1315 | 4274 | 9348475.9556 | 1265 | 2766921.4047 | 1196.8 | 2617748.2507 | 792 | 1732333.4012 | 1447.6 | 3166320.4944 | 2187.2896 | 3969.9 | 5156430.0638 | 479.6 | 622943.6154 | 1271.6 | 1651657.8426 | 944.9 | 1227313.2238 | 821.7 | 1067291.0107 | 452.1 | 587224.3714 | 1298.8816 | 4491.3 | 9918747.7085 | 1270.5 | 2805817.6839 | 1513.6 | 3342688.4269 | 1707.2 | 3770241.5978 | 2208.4358 | 3032.7 | 10554860.4777 | 454.3 | 1581123.4593 | 908.6 | 3162246.9186 | 927.3 | 3227329.4823 | 742.5 | 2584160.6175 | 3480.351
23 | LTCT | Installation of 4C*50 sq mm armoured service cable, O/H (Length up to 30M) | Stringing, sagging of armoured service cable size 4CX 50 sq mm with length upto 30m including installation of saddle, fastener for support and connection at pole / LT network with thimble. (Saddles and Fastners are to be supplied by BA) | EA | 20003 | 344.85 | 5280 | 8256679.2 | 662 | 1035212.43 | 1665 | 2603668.725 | 1396 | 2183015.94 | 1557 | 2434782.105 | 1563.765 | 4274 | 7917759.3792 | 1150 | 2130421.92 | 1088 | 2015564.3904 | 720 | 1333829.376 | 1316 | 2437943.6928 | 1852.5408 | 3609 | 4139234.28 | 436 | 500057.12 | 1156 | 1325839.52 | 859 | 985204.28 | 747 | 856749.24 | 411 | 471384.12 | 1146.92 | 4083 | 8833839.978 | 1155 | 2498918.73 | 1376 | 2977066.816 | 1552 | 3357854.432 | 2163.566 | 2757 | 7517925.45 | 413 | 1126189.05 | 826 | 2252378.1 | 843 | 2298734.55 | 675 | 1840623.75 | 2726.85 | 5808 | 9627287.9472 | 728.2 | 1207057.6934 | 1831.5 | 3035877.7334 | 1535.6 | 2545396.586 | 1712.7 | 2838955.9344 | 1657.5909 | 4274 | 8392824.942 | 1265 | 2484071.9587 | 1196.8 | 2350148.0792 | 792 | 1555245.0524 | 1447.6 | 2842642.3458 | 1963.6932 | 3969.9 | 4826347.1705 | 479.6 | 583066.6019 | 1271.6 | 1545928.8803 | 944.9 | 1148748.1905 | 821.7 | 998969.6138 | 452.1 | 549633.8839 | 1215.7352 | 4491.3 | 10300257.4143 | 1270.5 | 2913739.2392 | 1513.6 | 3471259.9075 | 1707.2 | 3915258.2677 | 2293.38 | 3032.7 | 8765901.0747 | 454.3 | 1313136.4323 | 908.6 | 2626272.8646 | 927.3 | 2680324.4853 | 742.5 | 2146167.2925 | 2890.461
24 | LTCT | Installation of 4C*95 / 4C X 150 sq mm armoured service cable, O/H (Length up to 30M) | Stringing, sagging of armoured service cable size 4CX 95 sq mm / 4C X 150 sq mm with length upto 30m including installation of saddle, fastener for support and connection at pole / LT network with thimble. (Saddles and Fastners are to be supplied by BA) | EA | 20003 | 344.85 | 5280 | 10454542.56 | 662 | 1310777.874 | 1665 | 3296744.955 | 1396 | 2764117.692 | 1557 | 3082902.039 | 1980.027 | 4274 | 8250746.7192 | 1150 | 2220018.42 | 1088 | 2100330.4704 | 720 | 1389924.576 | 1316 | 2540473.2528 | 1930.4508 | 3609 | 5723007.84 | 436 | 691391.36 | 1156 | 1833138.56 | 859 | 1362167.84 | 747 | 1184562.72 | 411 | 651747.36 | 1585.76 | 4083 | 8833839.978 | 1155 | 2498918.73 | 1376 | 2977066.816 | 1552 | 3357854.432 | 2163.566 | 2757 | 9819331.2 | 413 | 1470940.8 | 826 | 2941881.6 | 843 | 3002428.8 | 675 | 2404080 | 3561.6 | 5808 | 12189996.625 | 728.2 | 1528367.0011 | 1831.5 | 3844004.6175 | 1535.6 | 3222961.2289 | 1712.7 | 3594663.7775 | 2098.8286 | 4274 | 8745791.5224 | 1265 | 2588541.4777 | 1196.8 | 2448985.3285 | 792 | 1620652.0556 | 1447.6 | 2962191.8128 | 2046.2778 | 3969.9 | 6673027.1414 | 479.6 | 806162.3258 | 1271.6 | 2137439.561 | 944.9 | 1588287.7014 | 821.7 | 1381200.1315 | 452.1 | 759937.4218 | 1680.9056 | 4491.3 | 10300257.4143 | 1270.5 | 2913739.2392 | 1513.6 | 3471259.9075 | 1707.2 | 3915258.2677 | 2293.38 | 3032.7 | 11449340.1792 | 454.3 | 1715116.9728 | 908.6 | 3430233.9456 | 927.3 | 3500831.9808 | 742.5 | 2803157.28 | 3775.296
25 | HT | Meter Replacement - HT Meter Only | Replacement of any HT energy meter along with modem and its termination from Metering cubicle / CTPT unit | EA | 1461.6 | 209 | 741.6 | 1304133.264 | 170 | 298951.8 | 342 | 601420.68 | 220 | 386878.8 | 9.6 | 16881.984 | 1758.54 | 169 | 1604594.5994 | 117 | 1110873.1842 | 28 | 265849.9928 | 10 | 94946.426 | 14 | 132924.9964 | 9494.6426 | 284 | 192063.52 | 72 | 48692.16 | 135 | 91297.8 | 44 | 29756.32 | 13 | 8791.64 | 20 | 13525.6 | 676.28 | 168 | 1346101.3776 | 108 | 865350.8856 | 29 | 232362.7378 | 31 | 248387.7542 | 8012.5082 | 99 | 424219.95 | 24 | 102841.2 | 4 | 17140.2 | 8 | 34280.4 | 63 | 269958.15 | 4285.05 | 815.76 | 1520619.3858 | 187 | 348577.7988 | 376.2 | 701256.5129 | 242 | 451100.6808 | 10.56 | 19684.3933 | 1864.0524 | 169 | 1700870.2754 | 128.7 | 1295278.1328 | 30.8 | 309981.0916 | 11 | 110707.5327 | 15.4 | 154990.5458 | 10064.3212 | 312.4 | 223946.0643 | 79.2 | 56775.0586 | 148.5 | 106453.2348 | 48.4 | 34695.8691 | 14.3 | 10251.0522 | 22 | 15770.8496 | 716.8568 | 184.8 | 1569554.2063 | 118.8 | 1008999.1326 | 31.9 | 270934.9523 | 34.1 | 289620.1214 | 8493.2587 | 108.9 | 494640.4617 | 26.4 | 119912.8392 | 4.4 | 19985.4732 | 8.8 | 39970.9464 | 69.3 | 314771.2029 | 4542.153
26 | HT | Meter Installation - HT Meter Only | Installation of any HT energy meter along with modem and its termination in Metering cubicle / CTPT unit | EA | 922.2 | 227.7 | 119 | 209266.26 | 18 | 31653.72 | 40.8 | 71748.432 | 31.2 | 54866.448 | 29 | 50997.66 | 1758.54 | 89.2 | 175625.6124 | 41 | 80724.777 | 13 | 25595.661 | 17.2 | 33865.0284 | 18 | 35440.146 | 1968.897 | 352 | 482444.16 | 78 | 106905.24 | 153 | 209698.74 | 72 | 98681.76 | 18 | 24670.44 | 31 | 42487.98 | 1370.58 | 229 | 406043.335 | 126 | 223412.49 | 47 | 83336.405 | 56 | 99294.44 | 1773.115 | 133 | 518101.5 | 41 | 159715.5 | 6 | 23373 | 12 | 46746 | 74 | 288267 | 3895.5 | 130.9 | 244004.4592 | 19.8 | 36908.2375 | 44.88 | 83658.6717 | 34.32 | 63974.2784 | 31.9 | 59463.2716 | 1864.0524 | 89.2 | 186163.1491 | 45.1 | 94125.09 | 14.3 | 29844.5407 | 18.92 | 39486.6231 | 19.8 | 41323.2102 | 2087.0308 | 387.2 | 562529.8906 | 85.8 | 124651.5098 | 168.3 | 244508.7308 | 79.2 | 115062.9322 | 19.8 | 28765.733 | 34.1 | 49540.9847 | 1452.8148 | 251.9 | 473446.5286 | 138.6 | 260498.9633 | 51.7 | 97170.2482 | 61.6 | 115777.317 | 1879.5019 | 146.3 | 604106.349 | 45.1 | 186228.273 | 6.6 | 27252.918 | 13.2 | 54505.836 | 81.4 | 336119.322 | 4129.23
27 | HT | Meter Removal - HT Meter Only | Removal of any HT energy meter along with modem and its termination from Metering cubicle / CTPT unit | EA | 1481 | 33 | 761 | 973194.957 | 170 | 217402.29 | 342 | 437362.254 | 220 | 281344.14 | 29 | 37086.273 | 1278.837 | 169 | 159717.6412 | 117 | 110573.7516 | 28 | 26462.0944 | 10 | 9450.748 | 14 | 13231.0472 | 945.0748 | 284 | 173098 | 72 | 43884 | 135 | 82282.5 | 44 | 26818 | 13 | 7923.5 | 20 | 12190 | 609.5 | 168 | 142983.9936 | 108 | 91918.2816 | 29 | 24681.7608 | 31 | 26383.9512 | 851.0952 | 99 | 291995.55 | 24 | 70786.8 | 4 | 11797.8 | 8 | 23595.6 | 63 | 185815.35 | 2949.45 | 837.1 | 1134745.3199 | 187 | 253491.0701 | 376.2 | 509964.3882 | 242 | 328047.2672 | 31.9 | 43242.5943 | 1355.5672 | 169 | 169300.6997 | 128.7 | 128928.9944 | 30.8 | 30854.8021 | 11 | 11019.5722 | 15.4 | 15427.401 | 1001.7793 | 312.4 | 201832.268 | 79.2 | 51168.744 | 148.5 | 95941.395 | 48.4 | 31269.788 | 14.3 | 9238.801 | 22 | 14213.54 | 646.07 | 184.8 | 166719.3365 | 118.8 | 107176.7163 | 31.9 | 28778.9331 | 34.1 | 30763.6871 | 902.1609 | 108.9 | 340466.8113 | 26.4 | 82537.4088 | 4.4 | 13756.2348 | 8.8 | 27512.4696 | 69.3 | 216660.6981 | 3126.417
28 | HT | CTPT Installation - 11KV | Installation of new HT 11 KV out door Metering CTPT unit with or without meter, includes to & fro transportation(up to 50 KM), commissioning and energisation in all respect (i.e. connection in meter box from CTPT terminal block through control cable, pole mount CTPT unit erected at required height. Fix and Bolt CTPT unit, stand pipe flange, two earth connections, HT cable ends termination, socket/ thimble crimp, tape & plug cable entry, sealing CTPT unit terminal block, stand pipe flanges, meter terminal cover, window and chamber door).All these activites are to be performed with crane of suitable capacity and all hardware will be in scope of BA except meter, MU and seals. | EA | 716.44 | 204.93 | 94.8 | 931727.7506 | 14 | 137596.9252 | 32.64 | 320797.4028 | 24.96 | 245315.6609 | 23.2 | 228017.7618 | 9828.3518 | 147.8 | 1586464.035 | 93.6 | 1004688.9965 | 35 | 375684.988 | 8 | 85870.8544 | 11.2 | 120219.1962 | 10733.8568 | 227 | 2483198.4 | 58 | 634473.6 | 108 | 1181433.6 | 35 | 382872 | 10 | 109392 | 16 | 175027.2 | 10939.2 | 155.2 | 1650029.0381 | 86.4 | 918572.8666 | 37.6 | 399749.303 | 31.2 | 331706.8685 | 10631.6304 | 91.64 | 890317.1483 | 32.64 | 317109.9053 | 3 | 29146.131 | 6 | 58292.262 | 50 | 485768.85 | 9715.377 | 104.28 | 1086394.5572 | 15.4 | 160438.0148 | 35.904 | 374049.7716 | 27.456 | 286038.0606 | 25.52 | 265868.7102 | 10418.0529 | 147.8 | 1681651.8771 | 102.96 | 1171467.3699 | 38.5 | 438048.696 | 8.8 | 100125.4162 | 12.32 | 140175.5827 | 11377.8882 | 249.7 | 2895409.3344 | 63.8 | 739796.2176 | 118.8 | 1377551.5776 | 38.5 | 446428.752 | 11 | 127551.072 | 17.6 | 204081.7152 | 11595.552 | 170.72 | 1923933.8584 | 95.04 | 1071055.9624 | 41.36 | 466107.6873 | 34.32 | 386770.2086 | 11269.5282 | 100.804 | 1038109.7949 | 35.904 | 369750.1496 | 3.3 | 33984.3887 | 6.6 | 67968.7775 | 55 | 566406.4791 | 10298.2996
29 | HT | CTPT Installation - 33KV | Installation of new HT 33 KV out door Metering CTPT unit with or without meter, includes to & fro transportation (up to 50 KM), commissioning and energisation in all respect (i.e. connection in meter box from CTPT terminal block through control cable, pole mount CTPT unit erected at 30’ height. Fix and Bolt CTPT unit, stand pipe flange, two earth connections, HT cable ends termination, socket/ thimble crimp, tape & plug cable entry, sealing CTPT unit terminal block, stand pipe flanges, meter terminal cover, window and chamber door). Installation has to be done with crane of suitable capacity. All these activites are to be performed with crane of suitable capacity and all hardware will be in scope of BA except meter, MU and seals. | EA | 200.36 | 22.77 | 24.2 | 389076.9665 | 4 | 64310.2424 | 8.16 | 131192.8945 | 6.24 | 100323.9781 | 5.8 | 93249.8515 | 16077.5606 | 56.2 | 619505.9082 | 23.4 | 257943.7411 | 28 | 308650.6304 | 2 | 22046.4736 | 2.8 | 30865.063 | 11023.2368 | 57 | 712895.58 | 14 | 175097.16 | 27 | 337687.38 | 9 | 112562.46 | 3 | 37520.82 | 4 | 50027.76 | 12506.94 | 38.8 | 423628.2707 | 21.6 | 235834.295 | 9.4 | 102631.5914 | 7.8 | 85162.3843 | 10918.2544 | 24.16 | 377617.3934 | 8.16 | 127539.6494 | 1 | 15629.859 | 2 | 31259.718 | 13 | 203188.167 | 15629.859 | 26.62 | 453663.743 | 4.4 | 74985.7426 | 8.976 | 152970.915 | 6.864 | 116977.7585 | 6.38 | 108729.3268 | 17042.2142 | 56.2 | 656676.2626 | 25.74 | 300762.4021 | 30.8 | 359886.635 | 2.2 | 25706.1882 | 3.08 | 35988.6635 | 11684.631 | 62.7 | 831236.2463 | 15.4 | 204163.2886 | 29.7 | 393743.4851 | 9.9 | 131247.8284 | 3.3 | 43749.2761 | 4.4 | 58332.3682 | 13257.3564 | 42.68 | 493950.5637 | 23.76 | 274982.788 | 10.34 | 119668.4355 | 8.58 | 99299.3401 | 11573.3497 | 26.576 | 440301.8808 | 8.976 | 148711.2312 | 1.1 | 18224.4156 | 2.2 | 36448.8312 | 14.3 | 236917.4027 | 16567.6505
30 | HT | CTPT Removal- 11KV / 33KV | Dismantling of complete HT metering out door CTPT unit with or without meter, includes to & fro transportation (up to 50KM), removing and de-energisation in all respect (i.e. connection from meter box from CTPT terminal block through control cable, pole mount CTPT unit erected at 30’ height. Fix and Bolt CTPT unit, stand pipe flange, two earth connections, HT cable ends termination removal, socket/ thimble crimp, stand pipe flanges removal, meter terminal cover, window and chamber door removal from site). Removed Metering material is to be returned back to Warranty and Scrap store | EA | 1153.2534 | 33 | 418.2534 | 3102189.6653 | 170 | 1260891.836 | 5.0534 | 37480.8027 | 220 | 1631742.376 | 23.2 | 172074.6506 | 7417.0108 | 176 | 1446112.3776 | 117 | 961336.0692 | 35 | 287579.166 | 10 | 82165.476 | 14 | 115031.6664 | 8216.5476 | 284 | 854652.56 | 72 | 216672.48 | 135 | 406260.9 | 44 | 132410.96 | 13 | 39121.42 | 20 | 60186.8 | 3009.34 | 176 | 1430980.496 | 108 | 878101.668 | 29 | 235786.559 | 39 | 317092.269 | 8130.571 | 99 | 727234.2 | 24 | 176299.2 | 4 | 29383.2 | 8 | 58766.4 | 63 | 462785.4 | 7345.8 | 460.0787 | 3617153.1497 | 187 | 1470199.8808 | 5.5587 | 43702.6159 | 242 | 1902611.6104 | 25.52 | 200639.0426 | 7862.0314 | 176 | 1532879.1203 | 128.7 | 1120917.8567 | 38.5 | 335317.3076 | 11 | 95804.945 | 15.4 | 134126.923 | 8709.5405 | 312.4 | 996524.885 | 79.2 | 252640.1117 | 148.5 | 473700.2094 | 48.4 | 154391.1794 | 14.3 | 45615.5757 | 22 | 70177.8088 | 3189.9004 | 193.6 | 1668523.2583 | 118.8 | 1023866.5449 | 31.9 | 274927.1278 | 42.9 | 369729.5857 | 8618.4053 | 108.9 | 847955.0772 | 26.4 | 205564.8672 | 4.4 | 34260.8112 | 8.8 | 68521.6224 | 69.3 | 539607.7764 | 7786.548
31 | HT | Replacement of CT PT Metering uint - 11KV | Replacement of out door HT metering unit of 11 KV along with replacement of control cable pipe , energy meter and allied accessories include to & fro transportation(upto 50 KM), commissioning and energisation in all respect (i.e. reconnection in meter box from CTPT terminal block through control cable, stand pipe flange replacement, two earth connections, HT cable ends termination, socket/ thimble crimp, tape & plug cable entry, sealing CTPT unit terminal block, stand pipe flanges, meter terminal cover, window and chamber door). Note : Loading, Unloading, Installation of CT PT unit, Metering Cubicle at store, site through crane will be included in this cost. | EA | 1249.76 | 171 | 662.76 | 8012634.655 | 150 | 1813469.73 | 306 | 3699478.2492 | 200.96 | 2429565.8463 | 5.8 | 70120.8296 | 12089.7982 | 141 | 1609219.3794 | 94 | 1072812.9196 | 28 | 319561.2952 | 8 | 91303.2272 | 11 | 125541.9374 | 11412.9034 | 227 | 797174.06 | 58 | 203683.24 | 108 | 379272.24 | 35 | 122912.3 | 10 | 35117.8 | 16 | 56188.48 | 3511.78 | 140 | 1642764.256 | 86 | 1009126.6144 | 23 | 269882.6992 | 31 | 363754.9424 | 11734.0304 | 79 | 923233.5 | 19 | 222043.5 | 4 | 46746 | 6 | 70119 | 50 | 584325 | 11686.5 | 729.036 | 9342732.0078 | 165 | 2114505.7052 | 336.6 | 4313591.6386 | 221.056 | 2832873.7768 | 6.38 | 81760.8873 | 12815.1861 | 141 | 1705772.5422 | 103.4 | 1250899.8643 | 30.8 | 372608.4702 | 8.8 | 106459.5629 | 12.1 | 146381.899 | 12097.6776 | 249.7 | 929504.954 | 63.8 | 237494.6578 | 118.8 | 442231.4318 | 38.5 | 143315.7418 | 11 | 40947.3548 | 17.6 | 65515.7677 | 3722.4868 | 154 | 1915463.1225 | 94.6 | 1176641.6324 | 25.3 | 314683.2273 | 34.1 | 424138.2628 | 12438.0722 | 86.9 | 1076490.261 | 20.9 | 258902.721 | 4.4 | 54505.836 | 6.6 | 81758.754 | 55 | 681322.95 | 12387.69
32 | HT | Replacement of CT PT Metering uint - 33KV | Replacement of out door HT metering unit of 33 KV along with replacement of control cable pipe , energy meter and allied accessories include to & fro transportation(up to 50KM), commissioning and energisation in all respect (i.e. reconnection in meter box from CTPT terminal block through control cable, stand pipe flange replacement, two earth connections, HT cable ends termination, socket/ thimble crimp, tape & plug cable entry, sealing CTPT unit terminal block, stand pipe flanges, meter terminal cover, window and chamber door). Note : Loading, Unloading, Installation of CT PT unit, Metering Cubicle at store, site through crane will be included in this cost. | EA | 320.24 | 19 | 171.24 | 2886868.5476 | 38 | 640627.218 | 77 | 1298113.047 | 50.24 | 846976.6166 | 6 | 101151.666 | 16858.611 | 35 | 438333.903 | 23 | 288047.9934 | 7 | 87666.7806 | 2 | 25047.6516 | 3 | 37571.4774 | 12523.8258 | 57 | 680268.78 | 14 | 167083.56 | 27 | 322232.58 | 9 | 107410.86 | 3 | 35803.62 | 4 | 47738.16 | 11934.54 | 36 | 446102.9928 | 22 | 272618.4956 | 6 | 74350.4988 | 8 | 99133.9984 | 12391.7498 | 21 | 330611.085 | 5 | 78716.925 | 1 | 15743.385 | 2 | 31486.77 | 13 | 204664.005 | 15743.385 | 188.364 | 3366088.7265 | 41.8 | 746971.3362 | 84.7 | 1513599.8128 | 55.264 | 987574.735 | 6.6 | 117942.8426 | 17870.1277 | 35 | 464633.9372 | 25.3 | 335863.9603 | 7.7 | 102219.4662 | 2.2 | 29205.5618 | 3.3 | 43808.3426 | 13275.2553 | 62.7 | 793193.3975 | 15.4 | 194819.431 | 29.7 | 375723.1883 | 9.9 | 125241.0628 | 3.3 | 41747.0209 | 4.4 | 55662.6946 | 12650.6124 | 39.6 | 520156.0896 | 24.2 | 317873.1659 | 6.6 | 86692.6816 | 8.8 | 115590.2421 | 13135.2548 | 23.1 | 385492.5251 | 5.5 | 91783.9346 | 1.1 | 18356.7869 | 2.2 | 36713.5738 | 14.3 | 238638.2298 | 16687.9881
33 | HT | Replacement of HT meter chamber OR Replacement / Shifitng of control cable pipe with meter chamber for CTPT unit (Tranportation and lifting of MU is excluded) | Replacement of HT Metering chamber of HT 11 / 33 KV for out door Metering CTPT unit, replacement of control cable pipe , energy meter and allied accessories include to & fro transportation, commissioning and energisation in all respect (i.e. reconnection in meter box from CTPT terminal block through control cable, stand pipe flange replacement, two earth connections, HT cable ends termination, socket/ thimble crimp, tape & plug cable entry, sealing CTPT unit terminal block, stand pipe flanges, meter terminal cover, window and chamber door). Note : This activity excludes transportation and lifting of metering unit. | EA | 252790.5796 | 30 | 696.8796 | 10006895.7726 | 170 | 2440706.286 | 306 | 4393271.3148 | 220 | 3158561.076 | 0.87961 | 12628.6932 | 14357.0958 | 80697 | 982771755.3558 | 1.5805 | 19248.7772 | 1.4098 | 17169.4607 | 1.4041 | 17100.4377 | 0.60643 | 7385.4564 | 12178.5414 | 94935.7 | 1281848403.396 | 1.6209 | 21885.75 | 1.085 | 14649.5582 | 1.2411 | 16757.0058 | 0.54835 | 7404.0415 | 0.50554 | 6825.8922 | 13502.28 | 32222 | 423799210.56 | 1.8516 | 24353.1099 | 1.2562 | 16522.6484 | 1.8905 | 24865.1497 | 13152.48 | 44239 | 615475087.5 | 2.0331 | 28285.0698 | 0.90309 | 12564.2311 | 1.1244 | 15643.0897 | 0.93886 | 13061.8244 | 13912.5 | 766.5676 | 11666025.1534 | 187 | 2845863.5295 | 336.6 | 5122554.3531 | 242 | 3682882.2146 | 0.96757 | 14725.0563 | 15218.5215 | 80697 | 1041738060.6771 | 1.7386 | 22444.0743 | 1.5508 | 20019.5911 | 1.5446 | 19939.1103 | 0.66708 | 8611.4422 | 12909.2539 | 5.5009 | 78730.9409 | 1.783 | 25518.7845 | 1.1935 | 17081.3849 | 1.3652 | 19538.6688 | 0.60319 | 8633.1124 | 0.55609 | 7958.9903 | 14312.4168 | 5.4982 | 76653.8988 | 2.0368 | 28395.7262 | 1.3819 | 19265.4081 | 2.0796 | 28992.7645 | 13941.6288 | 5.4993 | 81100.2148 | 2.2364 | 32980.3914 | 0.9934 | 14649.8935 | 1.2368 | 18239.8426 | 1.0327 | 15230.0873 | 14747.25
34 | HT | Meter Installation - HT Meter (Travel charges in lot of 50 KM) | Rate for travel of HT Vehicle for additional travel in lot of 50 KM (over and above which is covered in activites where MU is to be transported ) for a month. Rate for 50 KM additional milage after rounding off to be charged. If more than one activitivity is performed at one site at a time, then this cost to be charged against only one activity. | EA | 1585.6851 | 228.5 | 702.6851 | 1707492.7975 | 170 | 413092.282 | 306 | 743566.1076 | 220 | 534590.012 | 6.6851 | 16244.3959 | 2429.9546 | 187 | 435303.0132 | 117 | 272355.3612 | 35 | 81473.826 | 17 | 39573.0012 | 18 | 41900.8248 | 2327.8236 | 334 | 872708.6 | 78 | 203806.2 | 135 | 352741.5 | 72 | 188128.8 | 18 | 47032.2 | 31 | 80999.9 | 2612.9 | 229 | 754486.8954 | 126 | 415132.5276 | 47 | 154851.0222 | 56 | 184503.3456 | 3294.7026 | 133 | 323151.5364 | 41 | 99618.1428 | 6 | 14578.2648 | 12 | 29156.5296 | 74 | 179798.5992 | 2429.7108 | 772.9536 | 1990936.6019 | 187 | 481665.6008 | 336.6 | 866998.0815 | 242 | 623331.954 | 7.3536 | 18940.9657 | 2575.7519 | 187 | 461421.194 | 128.7 | 317566.3512 | 38.5 | 94998.4811 | 18.7 | 46142.1194 | 19.8 | 48856.3617 | 2467.493 | 367.4 | 1017578.2276 | 85.8 | 237638.0292 | 148.5 | 411296.589 | 79.2 | 219358.1808 | 19.8 | 54839.5452 | 34.1 | 94445.8834 | 2769.674 | 251.9 | 879731.72 | 138.6 | 484044.5272 | 51.7 | 180556.2919 | 61.6 | 215130.901 | 3492.3848 | 146.3 | 376794.6914 | 45.1 | 116154.7545 | 6.6 | 16998.2568 | 13.2 | 33996.5135 | 81.4 | 209645.1667 | 2575.4934
35 | LT CT | LTCT Meter with box Installation (For 100/5 Amps & 200/5 Amps) | Installation of new LTCT meters with complete grouting, commissioning, supply of 8 Nos lugs and its crimping, energisation, communication of Meter and its allied accessories and seal installation with LTCT Meter box | EA | 3889.7 | 627 | 615.6 | 1075555.5127 | 429 | 749534.2998 | 109 | 190441.1158 | 67.6 | 118108.4351 | 10 | 17471.662 | 1747.1662 | 976.1 | 1076394.0798 | 428 | 471976.9144 | 298 | 328619.4404 | 145.1 | 160008.996 | 105 | 115788.729 | 1102.7498 | 1220 | 1525976 | 283 | 353976.4 | 433 | 541596.4 | 316 | 395252.8 | 74 | 92559.2 | 114 | 142591.2 | 1250.8 | 725 | 931552.645 | 261 | 335358.9522 | 247 | 317370.3494 | 217 | 278823.3434 | 1284.9002 | 353 | 1159022.55 | 135 | 443252.25 | 38 | 124767.3 | 55 | 180584.25 | 125 | 410418.75 | 3283.35 | 677.16 | 1254097.7278 | 471.9 | 873956.9936 | 119.9 | 222054.341 | 74.36 | 137714.4353 | 11 | 20371.9579 | 1851.9962 | 976.1 | 1140977.7246 | 470.8 | 550325.0822 | 327.8 | 383170.2675 | 159.61 | 186570.4893 | 115.5 | 135009.658 | 1168.9148 | 1342 | 1779288.016 | 311.3 | 412736.4824 | 476.3 | 631501.4024 | 347.6 | 460864.7648 | 81.4 | 107924.0272 | 125.4 | 166261.3392 | 1325.848 | 797.5 | 1086190.3841 | 287.1 | 391028.5383 | 271.7 | 370053.8274 | 238.7 | 325108.0184 | 1361.9942 | 388.3 | 1351420.2933 | 148.5 | 516832.1235 | 41.8 | 145478.6718 | 60.5 | 210561.2355 | 137.5 | 478548.2625 | 3480.351
36 | LT CT | LTCT Meter with box Removal - All Rating | Removal of any LTCT meters from site with de-energisation, Meter, modem and its allied accessories with meter box. This will include returing meters back to relevant central stores | EA | 98765.7 | 62.7 | 1917 | 1438954.6428 | 429 | 322019.5836 | 759 | 569726.9556 | 589 | 442120.1276 | 140 | 105087.976 | 750.6284 | 915 | 623092.857 | 428 | 291457.6424 | 298 | 202930.7884 | 110 | 74907.338 | 79 | 53797.0882 | 680.9758 | 94935.7 | 56957622.572 | 261 | 156589.56 | 400 | 239984 | 265 | 158989.4 | 1.5244 | 914.595 | 94 | 56396.24 | 599.96 | 705 | 475514.463 | 314 | 211789.4204 | 201 | 135572.2086 | 190 | 128152.834 | 674.4886 | 293 | 197295.945 | 118 | 79457.07 | 33 | 22221.045 | 42 | 28281.33 | 100 | 67336.5 | 673.365 | 2108.7 | 1677821.1135 | 471.9 | 375474.8345 | 834.9 | 664301.6302 | 647.9 | 515512.0688 | 154 | 122532.58 | 795.6661 | 915 | 660478.4284 | 470.8 | 339839.611 | 327.8 | 236617.2993 | 121 | 87341.9561 | 86.9 | 62727.4048 | 721.8343 | 1123.6769 | 714610.845 | 287.1 | 182583.427 | 440 | 279821.344 | 291.5 | 185381.6404 | 1.6769 | 1066.4178 | 103.4 | 65758.0158 | 635.9576 | 775.5 | 554449.8639 | 345.4 | 246946.4642 | 221.1 | 158077.1952 | 209 | 149426.2044 | 714.9579 | 322.3 | 230047.0719 | 129.8 | 92646.9436 | 36.3 | 25909.7385 | 46.2 | 32976.0308 | 110 | 78514.359 | 713.7669
37 | LT CT | Meter Replacement - LTCT Meter Only | Replacement of LTCT meter/ LTCT Smart meter of any rating i.e. 100/5A or 200/5A or 400/5A without box | EA | 98765.7 | 442 | 1917 | 3091616.829 | 429 | 691864.173 | 759 | 1224067.383 | 589 | 949902.093 | 140 | 225783.18 | 1612.737 | 915 | 1091767.935 | 428 | 510684.892 | 298 | 355570.322 | 110 | 131250.79 | 79 | 94261.931 | 1193.189 | 94935.7 | 49712129.948 | 261 | 136670.04 | 400 | 209456 | 265 | 138764.6 | 32.7916 | 17171.0058 | 94 | 49222.16 | 523.64 | 705 | 795799.77 | 314 | 354441.316 | 201 | 226887.594 | 190 | 214470.86 | 1128.794 | 293 | 962021.55 | 118 | 387435.3 | 33 | 108350.55 | 42 | 137900.7 | 100 | 328335 | 3283.35 | 2108.7 | 3604825.2226 | 471.9 | 806713.6257 | 834.9 | 1427262.5686 | 647.9 | 1107585.8404 | 154 | 263263.1879 | 1709.5012 | 915 | 1157274.0111 | 470.8 | 595458.5841 | 327.8 | 414594.9955 | 121 | 153038.4211 | 86.9 | 109909.4115 | 1264.7803 | 1158.0708 | 642796.9175 | 287.1 | 159357.2666 | 440 | 244225.696 | 291.5 | 161799.5236 | 36.0708 | 20021.3927 | 103.4 | 57393.0386 | 555.0584 | 775.5 | 927902.5318 | 345.4 | 413278.5745 | 221.1 | 264550.9346 | 209 | 250073.0228 | 1196.5216 | 322.3 | 1121717.1273 | 129.8 | 451749.5598 | 36.3 | 126336.7413 | 46.2 | 160792.2162 | 110 | 382838.61 | 3480.351
38 | LTCT | Fault rectification in CT Meter pertaining to termination/LT Cable dressing. | Fault rectification includes termination (thimble / socket crimping, gland change, cable lead extention crimping and tightening) and cable dressing. | EA | 252537.9184 | 44.2 | 444.2184 | 321256.8264 | 400 | 289278.24 | 22.6942 | 16412.3213 | 17.179 | 12423.7705 | 4.3453 | 3142.4946 | 723.1956 | 80697 | 32333673.96 | 11.4116 | 4572.3844 | 10.1788 | 4078.4603 | 10.1379 | 4062.0645 | 4.3784 | 1754.3528 | 400.68 | 94935.7 | 74366931.238 | 9.6929 | 7592.8673 | 6.4881 | 5082.4008 | 7.4215 | 5813.5418 | 3.2792 | 2568.699 | 3.0231 | 2368.1205 | 783.34 | 32222 | 12787751.808 | 8.4433 | 3350.8372 | 5.7284 | 2273.4142 | 8.6208 | 3421.2907 | 396.864 | 44239 | 29788994.235 | 4.92 | 3312.9737 | 2.1855 | 1471.6233 | 2.721 | 1832.2438 | 2.272 | 1529.9054 | 673.365 | 488.6403 | 374585.4596 | 440 | 337298.4278 | 24.9636 | 19136.7666 | 18.8969 | 14486.1164 | 4.7798 | 3664.1487 | 766.5873 | 80697 | 34273694.3976 | 12.5527 | 5331.4002 | 11.1967 | 4755.4847 | 11.1517 | 4736.3672 | 4.8163 | 2045.5753 | 424.7208 | 32.8953 | 27314.2839 | 10.6622 | 8853.2833 | 7.1369 | 5926.0793 | 8.1636 | 6778.5897 | 3.6071 | 2995.1031 | 3.3254 | 2761.2285 | 830.3404 | 25.0718 | 10547.102 | 9.2876 | 3907.0762 | 6.3013 | 2650.8009 | 9.4829 | 3989.2249 | 420.6758 | 13.3084 | 9499.106 | 5.412 | 3862.9273 | 2.404 | 1715.9127 | 2.9931 | 2136.3963 | 2.4992 | 1783.8697 | 713.7669
39 | SP/PP | Prefabricated GI Structure (Supply Item)/ kg | Prefabricated / GI structural angle/ channel/flats of different sizes, as per the site requirement | Kg | 262093.5724 | 26000 | 9999.8724 | 1168635.0908 | 1048.7698 | 122564.4791 | 4593.9608 | 536873.2309 | 3477.5285 | 406401.366 | 879.6134 | 102796.0147 | 116.865 | 80697 | 11642688.7902 | 1580.5487 | 228036.1862 | 1409.8126 | 203402.9631 | 1404.145 | 202585.2627 | 606.4319 | 87493.9379 | 144.2766 | 94935.7 | 13786562.354 | 1620.8929 | 235386.0689 | 1084.9692 | 157559.2306 | 1241.0501 | 180225.2943 | 548.3549 | 79632.1 | 505.5363 | 73413.9763 | 145.22 | 32222 | 4600380.0508 | 1110.959 | 158613.1711 | 753.7429 | 107612.9361 | 1134.3176 | 161948.1147 | 142.7714 | 44239 | 5169990.735 | 1219.8413 | 142556.7518 | 541.8536 | 63323.7248 | 674.6346 | 78841.1722 | 563.3132 | 65831.5951 | 116.865 | 10999.8597 | 1362628.5158 | 1153.6467 | 142910.1827 | 5053.3569 | 625994.1872 | 3825.2813 | 473863.9928 | 967.5747 | 119860.1532 | 123.8769 | 80697 | 12341250.1176 | 1738.6035 | 265890.1931 | 1550.7938 | 237167.8549 | 1544.5595 | 236214.4163 | 667.0751 | 102017.9316 | 152.9332 | 5500.8837 | 846768.6373 | 1782.9822 | 274460.1563 | 1193.4661 | 183714.0629 | 1365.1551 | 210142.6932 | 603.1904 | 92851.0286 | 556.0899 | 85600.6964 | 153.9332 | 3298.9215 | 499251.1427 | 1222.0549 | 184942.9575 | 829.1172 | 125476.6835 | 1247.7494 | 188831.5017 | 151.3377 | 3299.607 | 408745.0825 | 1341.8254 | 166221.1726 | 596.039 | 73835.4631 | 742.0981 | 91928.8068 | 619.6445 | 76759.6399 | 123.8769
40 | SP/PP | Installation of Bracket Angle/ service anchor/ suspension clamp/ slotted angle | Installation of GI Bracket for Anchoring service cable of size 50, 95 & 150 sqmm / Installation of Service Cable Anchor / Installation of Slotted angle on pole in case of 2x10/4x10/4x25 cable lying, on uncleaned poles. (Number of items used at one site shall be considered for billing). | EA | 254093.6745 | 10000 | 1999.9745 | 69937.9077 | 209.754 | 7334.9699 | 918.7922 | 32129.6107 | 695.5057 | 24321.4169 | 175.9227 | 6151.9103 | 34.9694 | 80697 | 23464153.7142 | 632.2195 | 183829.568 | 563.925 | 163971.6899 | 561.658 | 163312.5073 | 242.5728 | 70532.546 | 290.7686 | 94935.7 | 3522114.47 | 648.3572 | 24054.0508 | 433.9877 | 16100.9433 | 496.42 | 18417.1834 | 219.342 | 8137.5869 | 202.2145 | 7502.1582 | 37.1 | 32222 | 9271120.0608 | 740.6393 | 213101.4882 | 502.4953 | 144581.1635 | 756.2117 | 217582.0835 | 287.7264 | 44239 | 1230950.175 | 813.2275 | 22628.0558 | 361.2358 | 10051.3849 | 449.7564 | 12514.4718 | 375.5421 | 10449.4595 | 27.825 | 2199.9719 | 81547.6004 | 230.7293 | 8552.5749 | 1010.6714 | 37463.1261 | 765.0563 | 28358.7721 | 193.5149 | 7173.1274 | 37.0676 | 80697 | 24872002.9371 | 695.4414 | 214345.2763 | 620.3175 | 191190.9905 | 617.8238 | 190422.3835 | 266.8301 | 82240.9487 | 308.2147 | 2200.3535 | 86531.1016 | 713.1929 | 28047.0233 | 477.3865 | 18773.6999 | 546.062 | 21474.4358 | 241.2762 | 9488.4263 | 222.436 | 8747.5164 | 39.326 | 2199.281 | 670758.6812 | 814.7033 | 248476.3352 | 552.7448 | 168581.6366 | 831.8329 | 253700.7094 | 304.99 | 2199.738 | 64880.1718 | 894.5503 | 26384.3131 | 397.3593 | 11719.9148 | 494.732 | 14591.8741 | 413.0963 | 12184.0698 | 29.4945
41 | TS | NIC / Modem Troubleshooting with TAB/ Laptop / Anyother device | (in case - Laptop/Tab in BA’s scope) | EA | 278093.3683 | 91000 | 25999.6683 | 6585929.1778 | 2726.8014 | 690721.1546 | 11944.2981 | 3025588.6581 | 9041.5741 | 2290304.8483 | 2286.9947 | 579314.5168 | 253.3082 | 80697 | 31320894.3312 | 4741.646 | 1840373.1529 | 4229.4377 | 1641569.9571 | 4212.4349 | 1634970.6809 | 1819.2958 | 706122.5544 | 388.1296 | 94935.7 | 21736477.872 | 6483.5717 | 1484478.5657 | 4339.8769 | 993658.2133 | 4964.2004 | 1136603.3159 | 2193.4196 | 502205.3605 | 2022.1451 | 462990.3324 | 228.96 | 32222 | 12387109.9044 | 5554.795 | 2135430.9436 | 3768.7147 | 1448807.7632 | 5671.5881 | 2180329.748 | 384.4302 | 44239 | 12309501.75 | 6099.2064 | 1697104.188 | 2709.2682 | 753853.8669 | 3373.173 | 938585.3838 | 2816.5659 | 783709.4656 | 278.25 | 28599.6351 | 7679193.4214 | 2999.4815 | 805380.8663 | 13138.7279 | 3527836.3753 | 9945.7315 | 2670495.4531 | 2515.6942 | 675480.7266 | 268.5067 | 80697 | 33200147.9911 | 5215.8106 | 2145875.0962 | 4652.3815 | 1914070.5699 | 4633.6784 | 1906375.8139 | 2001.2254 | 823338.8984 | 411.4174 | 22003.535 | 5340205.1285 | 7131.9288 | 1730902.0076 | 4773.8646 | 1158605.4767 | 5460.6204 | 1325279.4664 | 2412.7616 | 585571.4504 | 2224.3596 | 539846.7275 | 242.6976 | 16494.6076 | 6721486.8183 | 6110.2745 | 2489912.4802 | 4145.5862 | 1689309.8519 | 6238.7469 | 2542264.4862 | 407.496 | 16498.0348 | 4866012.8864 | 6709.1271 | 1978823.4832 | 2980.195 | 878993.6088 | 3710.4903 | 1094390.5575 | 3098.2225 | 913805.2369 | 294.945
42 | DD | Manul Meter Reading and SVR | Taking manual reading parameters from meter display, providing remarks with photographs where data can not be downloaded for reason not attributable to BA | EA | 262093.5724 | 50000 | 9999.8724 | 1335582.9609 | 1048.7698 | 140073.6904 | 4593.9608 | 613569.4067 | 3477.5285 | 464458.704 | 879.6134 | 117481.1597 | 133.56 | 80697 | 11729938.3866 | 3161.0973 | 459490.1509 | 2819.6251 | 409854.5048 | 2808.2899 | 408206.8485 | 1212.8639 | 176299.2242 | 145.3578 | 94935.7 | 23648482.87 | 3241.7858 | 807528.8494 | 2169.9384 | 540531.667 | 2482.1002 | 618291.1557 | 1096.7098 | 273190.416 | 1011.0725 | 251858.1669 | 249.1 | 32222 | 3511166.896 | 3703.1967 | 403529.9326 | 2512.4765 | 273779.5389 | 3781.0587 | 412014.4081 | 108.968 | 44239 | 5662370.805 | 4066.1376 | 520445.2843 | 1806.1788 | 231181.8525 | 2248.782 | 287832.851 | 1877.7106 | 240337.5694 | 127.995 | 10999.8597 | 1557289.7324 | 1153.6467 | 163325.923 | 5053.3569 | 715421.9282 | 3825.2813 | 541558.8489 | 967.5747 | 136983.0322 | 141.5736 | 80697 | 12433734.6898 | 3477.207 | 535765.5159 | 3101.5876 | 477890.3526 | 3089.1189 | 475969.1853 | 1334.1503 | 205564.8954 | 154.0793 | 11001.7675 | 2904972.6972 | 3565.9644 | 941578.6384 | 2386.9323 | 630259.9237 | 2730.3102 | 720927.4875 | 1206.3808 | 318540.0251 | 1112.1798 | 293666.6226 | 264.046 | 10996.4051 | 1270151.6437 | 4073.5163 | 470515.9014 | 2763.7241 | 319226.9424 | 4159.1646 | 480408.7999 | 115.5061 | 10998.6899 | 1492243.9518 | 4472.7514 | 606839.2015 | 1986.7967 | 269558.04 | 2473.6602 | 335613.1043 | 2065.4817 | 280233.606 | 135.6747
43 | DD | Data downloading of meters | Data downloading of any meter per case | EA | 262093.5724 | 50000 | 9999.8724 | 1947725.1513 | 1048.7698 | 204274.1319 | 4593.9608 | 894788.7181 | 3477.5285 | 677335.61 | 879.6134 | 171326.6912 | 194.775 | 80697 | 17293383.2394 | 3161.0973 | 677423.7862 | 2819.6251 | 604246.2279 | 2808.2899 | 601817.0974 | 1212.8639 | 259916.9704 | 214.3002 | 94935.7 | 23648482.87 | 3241.7858 | 807528.8494 | 2169.9384 | 540531.667 | 2482.1002 | 618291.1557 | 1096.7098 | 273190.416 | 1011.0725 | 251858.1669 | 249.1 | 32222 | 7022675.3452 | 3703.1967 | 807099.1191 | 2512.4765 | 547585.7101 | 3781.0587 | 824068.8955 | 217.9466 | 44239 | 11078551.575 | 4066.1376 | 1018262.5128 | 1806.1788 | 452312.3201 | 2248.782 | 563151.2303 | 1877.7106 | 470225.6794 | 250.425 | 10999.8597 | 2271047.5264 | 1153.6467 | 238183.6378 | 5053.3569 | 1043323.6453 | 3825.2813 | 789773.3213 | 967.5747 | 199766.922 | 206.4615 | 80697 | 18330986.2338 | 3477.207 | 789876.1347 | 3101.5876 | 704551.1017 | 3089.1189 | 701718.7355 | 1334.1503 | 303063.1875 | 227.1582 | 11001.7675 | 2904972.6972 | 3565.9644 | 941578.6384 | 2386.9323 | 630259.9237 | 2730.3102 | 720927.4875 | 1206.3808 | 318540.0251 | 1112.1798 | 293666.6226 | 264.046 | 10996.4051 | 2540426.843 | 4073.5163 | 941077.5729 | 2763.7241 | 638484.9379 | 4159.1646 | 960864.3321 | 231.0234 | 10998.6899 | 2919607.7318 | 4472.7514 | 1187294.0899 | 1986.7967 | 527396.1653 | 2473.6602 | 656634.3345 | 2065.4817 | 548283.1421 | 265.4505
44 | PP | Minor reworking in CT Meter termination/LT Cable dressing during pole cleaning | Minor reworking includes termination (thimble / socket crimping, gland change, cable lead extention crimping and tightening) and cable dressing during pole cleaning. | EA | 252143.0994 | 44.2 | 49.3994 | 37884.347 | 5.1809 | 3973.2465 | 22.6942 | 17404.1426 | 17.179 | 13174.5577 | 4.3453 | 3332.4003 | 766.8994 | 80697 | 45817158.1566 | 11.4116 | 6479.1171 | 10.1788 | 5779.2214 | 10.1379 | 5755.9883 | 4.3784 | 2485.9364 | 567.7678 | 94935.7 | 32604716.808 | 9.6929 | 3328.9432 | 6.4881 | 2228.2785 | 7.4215 | 2548.8329 | 3.2792 | 1126.1955 | 3.0231 | 1038.2558 | 343.44 | 32222 | 18120080.3664 | 8.4433 | 4748.0933 | 5.7284 | 3221.3987 | 8.6208 | 4847.925 | 562.3512 | 44239 | 29788994.235 | 4.92 | 3312.9737 | 2.1855 | 1471.6233 | 2.721 | 1832.2438 | 2.272 | 1529.9054 | 673.365 | 54.3393 | 44173.1486 | 5.699 | 4632.8054 | 24.9636 | 20293.2303 | 18.8969 | 15361.5342 | 4.7798 | 3885.5787 | 812.9134 | 80697 | 48566187.646 | 12.5527 | 7554.6505 | 11.1967 | 6738.5721 | 11.1517 | 6711.4824 | 4.8163 | 2898.6019 | 601.8339 | 32.8953 | 11975.41 | 10.6622 | 3881.5478 | 7.1369 | 2598.1728 | 8.1636 | 2971.9392 | 3.6071 | 1313.144 | 3.3254 | 1210.6063 | 364.0464 | 25.0718 | 14945.1083 | 9.2876 | 5536.2768 | 6.3013 | 3756.1509 | 9.4829 | 5652.6806 | 596.0923 | 13.3084 | 9499.106 | 5.412 | 3862.9273 | 2.404 | 1715.9127 | 2.9931 | 2136.3963 | 2.4992 | 1783.8697 | 713.7669
45 | Protocol Punching | Punching of Protocols for field activities - Metering/Modem/Testing/Data download | Bidder has to punch protocol for Meter installation (Both Single Phase and Three Phase activity/Modem Installation / rectification / Meter Testing (HT and LT) activity / data downloding activity, with 5% QC. Bidder to create Data Centre for same at Circle HO with required staff, computers and Broadband connection. | EA | 403455.629 | 267283.085 | 151361.929 | 1684658.2692 | 15874.5841 | 176684.1206 | 69535.9642 | 773935.2815 | 52637.2134 | 585852.1854 | 13314.1673 | 148186.6818 | 11.13 | 80697 | 2571296.9292 | 63224.9951 | 2014575.9544 | 56395.222 | 1796954.7957 | 56168.5075 | 1789730.8569 | 24258.4473 | 772961.4599 | 31.8636 | 94935.7 | 1006318.42 | 23248.4184 | 246433.2353 | 15561.681 | 164953.8188 | 17800.3442 | 188683.6489 | 7865.038 | 83369.403 | 7250.8915 | 76859.4496 | 10.6 | 32222 | 1034906.196 | 30444.4926 | 977816.212 | 20655.4173 | 663410.6915 | 31084.6075 | 998375.4246 | 32.118 | 44239 | 738570.105 | 30705.4931 | 512628.2075 | 13639.3834 | 227709.5061 | 16981.7076 | 283509.6079 | 14179.557 | 236727.7044 | 16.695 | 166498.1218 | 1964311.5419 | 17462.0425 | 206013.6846 | 76489.5606 | 902408.5382 | 57900.9348 | 683103.6482 | 14645.584 | 172785.6709 | 11.7978 | 80697 | 2725574.745 | 69547.4946 | 2348995.5629 | 62034.7442 | 2095249.2918 | 61785.3583 | 2086826.1791 | 26684.292 | 901273.0622 | 33.7754 | 78899.0105 | 886509.2819 | 25573.2603 | 287341.1524 | 17117.8491 | 192336.1527 | 19580.3787 | 220005.1346 | 8651.5418 | 97208.7239 | 7975.9806 | 89618.1183 | 11.236 | 90402.9691 | 3077776.3145 | 33488.9418 | 1140133.7031 | 22720.959 | 773536.8663 | 34193.0683 | 1164105.7451 | 34.0451 | 83056.7552 | 1469830.4801 | 33776.0424 | 597724.4899 | 15003.3218 | 265509.2841 | 18679.8783 | 330572.2028 | 15597.5127 | 276024.5033 | 17.6967
46 | LT CT | LTCT Meter box Installation – 400/5 Amps | Installation of new LTCT meters with complete grouting, commissioning, supply of 8 Nos lugs and its crimping, energisation, communication of Meter and its allied accessories and seal installation with LTCT Meter box | EA | 252108.1756 | 25 | 14.4756 | 29067.8335 | 10 | 20080.64 | 2.297 | 4612.4837 | 1.7388 | 3491.5499 | 0.43981 | 883.16 | 2008.064 | 80697 | 184122310.05 | 1.5805 | 3606.2588 | 1.4098 | 3216.6988 | 1.4041 | 3203.7674 | 0.60643 | 1383.6654 | 2281.65 | 94935.7 | 161111579.042 | 1.6209 | 2750.7525 | 1.085 | 1841.2579 | 1.2411 | 2106.1365 | 0.54835 | 930.5912 | 0.50554 | 857.9254 | 1697.06 | 32222 | 76381883.6692 | 1.8516 | 4389.1927 | 1.2562 | 2977.8984 | 1.8905 | 4481.4783 | 2370.4886 | 44239 | 145252120.65 | 2.0331 | 6675.2765 | 0.90309 | 2965.1585 | 1.1244 | 3691.7692 | 0.93886 | 3082.5906 | 3283.35 | 15.9231 | 33893.0939 | 11 | 23414.0262 | 2.5267 | 5378.156 | 1.9126 | 4071.1472 | 0.48379 | 1029.7645 | 2128.5478 | 80697 | 195169648.653 | 1.7386 | 4204.8978 | 1.5508 | 3750.6708 | 1.5446 | 3735.5928 | 0.66708 | 1613.3539 | 2418.549 | 5.5009 | 9895.4495 | 1.783 | 3207.3774 | 1.1935 | 2146.9067 | 1.3652 | 2455.7551 | 0.60319 | 1085.0693 | 0.55609 | 1000.341 | 1798.8836 | 5.4982 | 13815.432 | 2.0368 | 5117.7987 | 1.3819 | 3472.2296 | 2.0796 | 5225.4037 | 2512.7179 | 5.4993 | 19139.6507 | 2.2364 | 7783.3724 | 0.9934 | 3457.3749 | 1.2368 | 4304.6029 | 1.0327 | 3594.3006 | 3480.351
47 | FSE | FSE- New Connection / Pre-inspection / Attribute Change / SVR | Site verification of new connection / Attribute Change / SVR with capturing of details as mentioned in site verification form and capturing photographs. Further submission of SVR and file at respective division office. | EA | 285393.2752 | 108344.25 | 33299.5752 | 4262179.1238 | 3492.4033 | 447010.1646 | 15297.8895 | 1958053.3692 | 11580.1698 | 1482203.8391 | 2929.1125 | 374911.7509 | 127.995 | 80697 | 20790210.201 | 5994.0727 | 1544270.9378 | 5346.5732 | 1377453.6828 | 5325.0794 | 1371916.1805 | 2299.8325 | 592512.7399 | 257.633 | 94935.7 | 18918786.296 | 7134.1981 | 1421702.9911 | 4775.3835 | 951638.4316 | 5462.3579 | 1088538.677 | 2413.5293 | 480968.1188 | 2225.0673 | 443411.4143 | 199.28 | 32222 | 8604066.6612 | 6159.1567 | 1644646.346 | 4178.7509 | 1115829.2901 | 6288.6569 | 1679226.0896 | 267.0246 | 44239 | 6836111.1052 | 4994.8434 | 771837.1747 | 2218.71 | 342850.1579 | 2762.4038 | 426865.4193 | 2306.5797 | 356428.3819 | 154.5268 | 36629.5327 | 4969700.8584 | 3841.6437 | 521213.8519 | 16827.6785 | 2283090.2285 | 12738.1868 | 1728249.6764 | 3222.0237 | 437147.1016 | 135.6747 | 80697 | 22037622.8131 | 6593.48 | 1800619.9135 | 5881.2305 | 1606110.9941 | 5857.5873 | 1599654.2665 | 2529.8157 | 690869.8548 | 273.091 | 24211.5897 | 5114378.7319 | 7847.6179 | 1657705.6876 | 5252.9219 | 1109610.4112 | 6008.5937 | 1269236.0974 | 2654.8822 | 560808.8266 | 2447.574 | 517017.7091 | 211.2368 | 18289.2209 | 5176692.2122 | 6775.0723 | 1917657.6394 | 4596.626 | 1301056.9523 | 6917.5226 | 1957977.6205 | 283.0461 | 13510.7907 | 2213046.002 | 5494.3278 | 899962.1457 | 2440.581 | 399763.2841 | 3038.6442 | 497725.0789 | 2537.2377 | 415595.4933 | 163.7984
[8 empty] | 0 | [10 empty] | 0 | [10 empty] | 0 | [12 empty] | 0 | [8 empty] | 0 | [10 empty] | 0 | [8 empty] | 0 |  | 0 | 0 |  | 0 | [5 empty] | 0 |  | 0 | 0 |  | 0 |  | 0 |  | 0 |  | 0 |  | 0 |  | 0 | 0 |  | 0 |  | 0 |  | 0 |  | 0 | 0 |  | 0 |  |  |  | 0 |  | 0
[8 empty] | 0 | [10 empty] | 0 | [10 empty] | 0 | [12 empty] | 0 | [8 empty] | 0 | [10 empty] | 0 | [8 empty] | 0 |  | 0 | 0 |  | 0 | [5 empty] | 0 |  | 0 | 0 |  | 0 |  | 0 |  | 0 |  | 0 |  | 0 |  | 0 | 0 |  | 0 |  | 0 |  | 0 |  | 0 | 0 |  | 0 |  |  |  | 0 |  | 0
[8 empty] | 0 | [10 empty] | 0 | [10 empty] | 0 | [12 empty] | 0 | [8 empty] | 0 | [10 empty] | 0 | [8 empty] | 0 |  | 0 | 0 |  | 0 | [5 empty] | 0 |  | 0 | 0 |  | 0 |  | 0 |  | 0 |  | 0 |  | 0 |  | 0 | 0 |  | 0 |  | 0 |  | 0 |  | 0 | 0 |  | 0 |  |  |  | 0 |  | 0
Total | [9 empty] | 40808837.2052 |  | 107608971.1268 |  | 94582173.8536 |  | 34048185.8806 |  |  |  |  | 50841497.2291 |  | 42214706.6741 |  | 36610414.2624 |  | 28205685.3594 |  |  |  |  | 37159444.356 |  | 36047983.8573 |  | 23657916.0092 |  | 15756940.674 |  | 15141740.8779 |  |  |  |  | 40541330.6779 |  | 32083812.764 |  | 37003193.1055 |  |  |  |  | 36451905.1252 |  | 19848264.7295 |  | 21770461.2599 |  | 23023172.9178 |  |  |  |  | 47583104.1812 |  | 125472060.3338 |  | 110282814.7133 |  | 39700184.7368 |  |  |  |  | 59281185.7692 |  | 49222347.982 |  | 42687743.0299 |  | 32887829.1291 |  |  |  |  | 43327912.1191 |  | 42031949.1776 |  | 27585130.0668 |  | 18372592.8258 |  | 17655269.8637 |  |  |  |  | 47271191.5704 |  | 37409725.6828 |  | 43145723.161 |  |  |  |  | 42502921.376 |  | 23143076.6746 |  | 25384357.829 |  | 26845019.6221 |  | 773406637.9452 | 901792139.8442

## QR (hidden)
Tender QR
Tedner QR-2
Tender Evaluation criteris | The bids will be evaluated technically on the compliance to tender terms and conditions. - The bids will be evaluated commercially on the overall lowest cost for each set of Circles. - Bidder has to mandatorily quote against each set of division Schedule of Items.
QR | 1. The bidder should have average annual turnover of Rs. 3 Cr. in last three years (FY 20- 21, FY 21-22 and FY 22-23). Audited balance sheet, profit and loss account and auditors report from the statutory auditors of the company required). 2. The bidder must have executed Meter Installation activity OR Meter Replacement activity in any utility / companies for a total 50,000 Meter installed in last two years. (Completion Certificate/Order copy/Clearance Certificate) 3. The bidder should have Valid Electrical Contractor License to work in Odisha. Copy of valid Electrical Contractor License issued by competent Authority, shall be submitted by bidder. 4. The bidder must have all statutory compliance like valid PAN no., ESI registration, EPF registration, GSTN etc. The bidder must submit the copy of all these registrations/supporting document. In case bidder is not having these statutory compliances, the Bidder shall submit an undertaking that in case they are the successful bidder, same shall be obtained by them and shall be submitted to TPCODL before execution / award of contract.
5000006965

## Sheet1 (hidden)
67333400
20000.0012
2 | SP | Meter Installation NSC-SP | Meter and 2C * 4 sq mm Cable Installatin for NSC Cases | EA | 754.09
3 | SP | Meter Installation NSC-SP | Meter and 2C * 6 sq mm Cable Installation for NSC Cases | Ea | 774.89